## Single part
Top level category and sub categories. Can have more subcategories if necessary. | [20 empty] | Name that is displayed in price book and on proposals/invoices Required | Payzer generated, not provided by merchant | Required if merchant has sync enabled | Y/N. Required if merchant has tax collection enabled |  | Cost paid by merchant | Price charged to customers |  | Product number displayed under product name on proposals/invoices | Product description | Y/N | Y/N
Folder 1- *Required | Folder 2 | Folder 3 | Folder 4 | Folder 5 | Product Name | Product Short Name | Product Income Account | Is the product Taxable? | Product Class | Model Number | Description | Price | Labor Hours | Labor Rate | Labor Cost | Labor Name | Labor Short Name | Labor Income Account | Is the labor Taxable? | Labor Class | Part Name *Required | Part Short Name | Part Income Account | Is the part Taxable? (Y/N) *Required | Part Class | Part Cost | Standard Price | Part QBID | Part Model Number | Part_Description | Serialized? (Y/N) *Required | Inventory (Y/N) | Part Manufacturer Brand | Part Supplier | Part Manufacturer Warranty Name
This is the Main Category name (Example: Equipment) | Subfolder1 of the Main Category (Example: Equipment>2 Ton) | Subfolder 2 of the Main Category (Example: Equipment>2Ton>14 Seer) | Subfolder 3 of the Main Category | Subfolder 4 of the Main Category | [16 empty] | This will show to the customer of the job form | For QB sync purposes | Income account for QB sync | Do you tax this part? | Class in QB to sync to | Your Cost for the part (optional) | Sales Price |  | Manufacturer Model # | This description will show to the customer on the job form | If yes, your team will be prompted to enter the serial #, and the part will flow to the customer's equipment section | Is the part enabled in QB for inventory? | Manufacturer Name | Supplier you purchase the part from | Name of applicable warranty created in Payzerware
Category name | Sub category name |  |  |  | Product information will be the same as the part information | [7 empty] | Not applicable for single parts | [7 empty] | Single part example | Payzer generated | Example account | yes |  | 1210 | 0 | Payzer generated | 1234 | Single part example description | yes | N | Test manufacturer |  | 5 yr Warranty
Installs | Air Handler | RUUD | [18 empty] | Ruud Air Handler with All-Aluminum A-Coil — 2 Ton (17.5″ cabinet) |  |  | yes |  | 1210 | 1694 |  | RH2TY2417STANNJ |  | yes |  | RUUD | Glacier Supply
Installs | Air Handler | RUUD | [18 empty] | Ruud Air Handler with All-Aluminum A-Coil — 3 Ton (17.5″ cabinet) |  |  | yes |  | 1342.81 | 1879.93 |  | RH2TY3617STANNJ |  | y |  | RUUD | Glacier Supply
Installs | Air Handler | RUUD | [18 empty] | Ruud Air Handler with All-Aluminum A-Coil (Multi-Position) — 3 Ton (21″ cabinet) |  |  | yes |  | 2289.93 | 3205.9 |  | RH2TY3621MTANNJ |  | y |  | RUUD | Glacier Supply
Installs | Air Handler | RUUD | [18 empty] | Ruud Air Handler with All-Aluminum A-Coil — 3 Ton (21″ cabinet) |  |  | yes |  | 1534.66 | 2148.52 |  | RH2TY3621STANNJ |  | y |  | RUUD | Glacier Supply
Installs | Air Handler | RUUD | [18 empty] | Ruud Air Handler with All-Aluminum A-Coil — 4 Ton (21″ cabinet) |  |  | yes |  | 1655.12 | 2317.16 |  | RH2TY4821STANNJ |  | y |  | RUUD | Glacier Supply
Installs | Air Handler | RUUD | [18 empty] | Ruud Air Handler with All-Aluminum A-Coil — 4 Ton (24.5″ cabinet) |  |  | yes |  | 1787.9 | 2503.06 |  | RH2TY4824STANNJ |  | y |  | RUUD | Glacier Supply
Installs | Air Handler | RUUD | [18 empty] | Ruud Air Handler with All-Aluminum A-Coil — 5 Ton (21″ cabinet) |  |  | yes |  | 1790.39 | 2506.55 |  | RH2TY6021STANAJ |  | y |  | RUUD | Glacier Supply
Installs | Air Handler | RUUD | [18 empty] | Ruud Air Handler with All-Aluminum A-Coil — 5 Ton (24.5″ cabinet) |  |  | yes |  | 1812.54 | 2537.55 |  | RH2TY6024STANNJ |  | y |  | RUUD | Glacier Supply
Installs | Air Handler | RUUD | [18 empty] | Ruud Air Handler with All-Aluminum A-Coil — 2 Ton (17.5″ cabinet) |  |  | yes |  | 2025.34 | 2835.48 |  | RH2VY2417STACNJ |  | y |  | RUUD | Glacier Supply
Installs | Air Handler | RUUD | [18 empty] | Ruud Air Handler with All-Aluminum A-Coil — 3 Ton (17.5″ cabinet) |  |  | yes |  | 2240.44 | 3136.61 |  | RH2VY3617STACNJ |  | y |  | RUUD | Glacier Supply
Installs | Air Handler | RUUD | [18 empty] | Ruud Air Handler with All-Aluminum A-Coil — 3 Ton (21″ cabinet) |  |  | yes |  | 2084.41 | 2918.17 |  | RH2VY3621STACNJ |  | y |  | RUUD | Glacier Supply
Installs | Air Handler | RUUD | [18 empty] | Ruud Air Handler with All-Aluminum A-Coil (Multi-Position) — 3 Ton (21″ cabinet) |  |  | yes |  | 2291.21 | 3207.7 |  | RH2VY3621MTACNJ |  | y |  | RUUD | Glacier Supply
Installs | Air Handler | RUUD | [18 empty] | Ruud Air Handler with All-Aluminum A-Coil (Multi-Position) — 3 Ton (21″ cabinet) |  |  | yes |  | 2519.39 | 3527.14 |  | RH2VY3621MTACAJ |  | y |  | RUUD | Glacier Supply
Installs | Air Handler | RUUD | [18 empty] | Ruud Air Handler with All-Aluminum A-Coil — 4 Ton (21″ cabinet) |  |  | yes |  | 2598.3 | 3637.63 |  | RH2VY4821STACNJ |  | y |  | RUUD | Glacier Supply
Installs | Air Handler | RUUD | [18 empty] | Ruud Air Handler with All-Aluminum A-Coil — 4 Ton (21″ cabinet) |  |  | yes |  | 3061.31 | 4285.84 |  | RH2VY4821STACAJ |  | y |  | RUUD | Glacier Supply
Installs | Air Handler | RUUD | [18 empty] | Ruud Air Handler with All-Aluminum A-Coil — 5 Ton (21″ cabinet) |  |  | yes |  | 3292.9 | 4610.06 |  | RH2VY6021STACAJ |  | y |  | RUUD | Glacier Supply
Installs | Air Handler | RUUD | [18 empty] | Ruud Air Handler with All-Aluminum A-Coil — 5 Ton (24.5″ cabinet) |  |  | yes |  | 3015.06 | 4221.09 |  | RH2VY6024STACNJ |  | y |  | RUUD | Glacier Supply
Installs | Air Handler | RUUD | [18 empty] | Ruud Air Handler with All-Aluminum A-Coil — 2 Ton (17.5″ cabinet) |  |  | yes |  | 2183 | 3056.19 |  | RHMVY2417SEACNJ |  | y |  | RUUD | Glacier Supply
Installs | Air Handler | RUUD | [18 empty] | Ruud Air Handler with All-Aluminum A-Coil — 2 Ton (21″ cabinet) |  |  | yes |  | 2544 | 3561.6 |  | RHMVY2421MEACNJ |  | y |  | RUUD | Glacier Supply
Installs | Air Handler | RUUD | [18 empty] | Ruud Air Handler with All-Aluminum A-Coil — 3 Ton (21″ cabinet) |  |  | yes |  | 3206.82 | 4489.55 |  | RHMVY3621MEACAJ |  | y |  | RUUD | Glacier Supply
Installs | Air Handler | RUUD | [18 empty] | Ruud Air Handler with All-Aluminum A-Coil — 4 Ton (21″ cabinet) |  |  | yes |  | 3369.61 | 4717.46 |  | RHMVY4821SEACAJ |  | y |  | RUUD | Glacier Supply
Installs | Air Handler | RUUD | [18 empty] | Ruud Air Handler with All-Aluminum A-Coil — 5 Ton (21″ cabinet) |  |  | yes |  | 3142.67 | 4399.73 |  | RHMVY6021SEACAJ |  | y |  | RUUD | Glacier Supply
Installs | Air Handler | RUUD | [18 empty] | Ruud Air Handler with All-Aluminum A-Coil — 5 Ton (24.5″ cabinet) |  |  | yes |  | 3333.37 | 4666.72 |  | RHMVY6024SEACNJ |  | y |  | RUUD | Glacier Supply
Installs | Air Handler | RUUD | [18 empty] | Ruud Electric Heat Kit — 5 kW |  |  | yes |  | 136.37 | 190.92 |  | RXBH-1724A05J-B |  |  |  | RUUD | Glacier Supply
Installs | Air Handler | RUUD | [18 empty] | Ruud Electric Heat Kit — 7 kW |  |  | yes |  | 173.07 | 242.29 |  | RXBH-1724A07J-B |  |  |  | RUUD | Glacier Supply
Installs | Air Handler | RUUD | [18 empty] | Ruud Electric Heat Kit — 10 kW |  |  | yes |  | 172.31 | 241.24 |  | RXBH-1724A10J-B |  |  |  | RUUD | Glacier Supply
Installs | Air Handler | RUUD | [18 empty] | Ruud Electric Heat Kit — 13 kW |  |  | yes |  | 275.9 | 386.26 |  | RXBH-1724A13J-B |  |  |  | RUUD | Glacier Supply
Installs | Air Handler | RUUD | [18 empty] | Ruud Electric Heat Kit — 15 kW |  |  | yes |  | 260.06 | 364.08 |  | RXBH-1724A15J-B |  |  |  | RUUD | Glacier Supply
Installs | Air Handler | RUUD | [18 empty] | Ruud Electric Heat Kit — 18 kW |  |  | yes |  | 271.81 | 380.53 |  | RXBH-1724A18J-B |  |  |  | RUUD | Glacier Supply
Installs | Air Handler | RUUD | [18 empty] | Ruud Electric Heat Kit — 20 kW |  |  | yes |  | 310.17 | 434.23 |  | RXBH-24A20J-B |  |  |  | RUUD | Glacier Supply
Installs | Air Handler | RUUD | [18 empty] | Ruud Electric Heat Kit — 25 kW |  |  | yes |  | 376.15 | 526.61 |  | RXBH-24A25J-B |  |  |  | RUUD | Glacier Supply
Installs | Air Handler | RUUD | [18 empty] | 2 CIRCUITS TO 1 |  |  | yes |  | 16.54 | 23.15 |  | RXBJA21 |  |  |  | RUUD | Glacier Supply
Installs | Air Handler | RUUD | [18 empty] | 3 CIRCUITS TO 1 |  |  | yes |  | 25.76 | 36.06 |  | RXBJ-A31 |  |  |  | RUUD | Glacier Supply
Installs | Air Handler | RUUD | [18 empty] | 24" MERV 13 IAQ Media Air Cleaner |  |  | yes |  | 149.46 | 209.24 |  | UXHF-E24M13 |  |  |  | RUUD | Glacier Supply
Installs | Air Handler | RUUD | [18 empty] | 21" MERV 13 IAQ Media Air Cleaner |  |  | yes |  | 149.46 | 209.24 |  | UXHF-E21M13 |  |  |  | RUUD | Glacier Supply
Installs | Air Handler | RUUD | [18 empty] | 17" MERV 13 IAQ Media Air Cleaner |  |  | yes |  | 149.46 | 209.24 |  | UXHF-E17M13 |  |  |  | RUUD | Glacier Supply
Installs | Air Handler | RUUD | [18 empty] | 16" UVC / PCO 120v Air Treatment System - IAQ |  |  | yes |  | 345.72 | 484.01 |  | UXAQ-AP26N0 |  |  |  | RUUD | Glacier Supply
Installs | Air Handler | RUUD | [18 empty] | 20 x 25 MERV 13 Nano- Carbon UV / PCO Electronic Air Cleaner 120v - IAQ |  |  | yes |  | 954.8 | 1336.71 |  | UXAQ-AT22B3 |  |  |  | RUUD | Glacier Supply
Installs | AC | RUUD | [18 empty] | Ruud 13 SEER2 Air Conditioner — 1.5 Ton |  |  | yes |  | 1453.34 | 2034.68 |  | RA13NY18AJ1NA |  | y |  | RUUD | Glacier Supply
Installs | AC | RUUD | [18 empty] | Ruud 13 SEER2 Air Conditioner — 2 Ton |  |  | yes |  | 1498.29 | 2097.6 |  | RA13NY24AJ1NA |  | y |  | RUUD | Glacier Supply
Installs | AC | RUUD | [18 empty] | Ruud 13 SEER2 Air Conditioner — 2.5 Ton |  |  | yes |  | 1669.47 | 2337.26 |  | RA13NY30AJ1NA |  | y |  | RUUD | Glacier Supply
Installs | AC | RUUD | [18 empty] | Ruud 13 SEER2 Air Conditioner — 3 Ton |  |  | yes |  | 1891.16 | 2647.62 |  | RA13NY36AJ1NA |  | y |  | RUUD | Glacier Supply
Installs | AC | RUUD | [18 empty] | Ruud 13 SEER2 Air Conditioner — 3.5 Ton |  |  | yes |  | 2070.74 | 2899.04 |  | RA13NY42AJ1NA |  | y |  | RUUD | Glacier Supply
Installs | AC | RUUD | [18 empty] | Ruud 13 SEER2 Air Conditioner — 4 Ton |  |  | yes |  | 2306.32 | 3228.84 |  | RA13NY48AJ1NA |  | y |  | RUUD | Glacier Supply
Installs | AC | RUUD | [18 empty] | Ruud 13 SEER2 Air Conditioner — 5 Ton |  |  | yes |  | 2777.73 | 3888.82 |  | RA13NY60AJ1NA |  | y |  | RUUD | Glacier Supply
Installs | AC | RUUD | [18 empty] | Ruud 14 SEER2 Air Conditioner — 1.5 Ton |  |  | yes |  | 0 | 0 |  | RA14AY18AJ1NA |  | y |  | RUUD | Glacier Supply
Installs | AC | RUUD | [18 empty] | Ruud 14 SEER2 Air Conditioner — 2 Ton |  |  | yes |  | 2342.74 | 3279.83 |  | RA14AY24AJ1NA |  | y |  | RUUD | Glacier Supply
Installs | AC | RUUD | [18 empty] | Ruud 14 SEER2 Air Conditioner — 2.5 Ton |  |  | yes |  | 2649.75 | 3709.64 |  | RA14AY30AJ1NA |  | y |  | RUUD | Glacier Supply
Installs | AC | RUUD | [18 empty] | Ruud 14 SEER2 Air Conditioner — 3 Ton |  |  | yes |  | 3003.47 | 4204.85 |  | RA14AY36AJ1NA |  | y |  | RUUD | Glacier Supply
Installs | AC | RUUD | [18 empty] | Ruud 14 SEER2 Air Conditioner — 3.5 Ton |  |  | yes |  | 3203.11 | 4484.35 |  | RA14AY42AJ1NA |  | y |  | RUUD | Glacier Supply
Installs | AC | RUUD | [18 empty] | Ruud 14 SEER2 Air Conditioner — 4 Ton |  |  | yes |  | 3665.91 | 5132.28 |  | RA14AY48AJ1NA |  | y |  | RUUD | Glacier Supply
Installs | AC | RUUD | [18 empty] | Ruud 14 SEER2 Air Conditioner — 5 Ton |  |  | yes |  | 4322.69 | 6051.77 |  | RA14AY60AJ1NA |  | y |  | RUUD | Glacier Supply
Installs | Evaporator Coil | RUUD | [18 empty] | Ruud Cased A-Coil (All-Aluminum) — 2 Ton (14.5″ cabinet) |  |  | yes |  | 700.11 | 980.15 |  | RCFY2414STAAMC |  |  |  | RUUD | Glacier Supply
Installs | Evaporator Coil | RUUD | [18 empty] | Ruud Cased A-Coil (All-Aluminum) — 2 Ton (17.5″ cabinet) |  |  | yes |  | 851.53 | 1192.14 |  | RCFY2417MTANMC |  |  |  | RUUD | Glacier Supply
Installs | Evaporator Coil | RUUD | [18 empty] | Ruud Cased A-Coil (All-Aluminum) — 2 Ton (17.5″ cabinet) |  |  | yes |  | 875.37 | 1225.52 |  | RCFY2417SEANMC |  |  |  | RUUD | Glacier Supply
Installs | Evaporator Coil | RUUD | [18 empty] | Ruud Cased A-Coil (All-Aluminum) — 2 Ton (17.5″ cabinet) |  |  | yes |  | 550.06 | 770.08 |  | RCFY2417STANMC |  |  |  | RUUD | Glacier Supply
Installs | Evaporator Coil | RUUD | [18 empty] | Ruud Cased A-Coil (All-Aluminum) — 2 Ton (21″ cabinet) |  |  | yes |  | 1281.01 | 1793.41 |  | RCFY2421HEAAMC |  |  |  | RUUD | Glacier Supply
Installs | Evaporator Coil | RUUD | [18 empty] | Ruud Cased A-Coil (All-Aluminum) — 2 Ton (21″ cabinet) |  |  | yes |  | 0 | 0 |  | RCFY2421HEANMC |  |  |  | RUUD | Glacier Supply
Installs | Evaporator Coil | RUUD | [18 empty] | Ruud Cased A-Coil (All-Aluminum) — 2 Ton (21″ cabinet) |  |  | yes |  | 0 | 0 |  | RCFY2421HTAAMC |  |  |  | RUUD | Glacier Supply
Installs | Evaporator Coil | RUUD | [18 empty] | Ruud Cased A-Coil (All-Aluminum) — 2 Ton (21″ cabinet) |  |  | yes |  | 0 | 0 |  | RCFY2421HTANMC |  |  |  | RUUD | Glacier Supply
Installs | Evaporator Coil | RUUD | [18 empty] | Ruud Cased A-Coil (All-Aluminum) — 2 Ton (21″ cabinet) |  |  | yes |  | 0 | 0 |  | RCFY2421MEANMC |  |  |  | RUUD | Glacier Supply
Installs | Evaporator Coil | RUUD | [18 empty] | Ruud Cased A-Coil (All-Aluminum) — 2 Ton (21″ cabinet) |  |  | yes |  | 0 | 0 |  | RCFY2421MTANMC |  |  |  | RUUD | Glacier Supply
Installs | Evaporator Coil | RUUD | [18 empty] | Ruud Cased A-Coil (All-Aluminum) — 3 Ton (17.5″ cabinet) |  |  | yes |  | 625.96 | 876.35 |  | RCFY3617STANMC |  |  |  | RUUD | Glacier Supply
Installs | Evaporator Coil | RUUD | [18 empty] | Ruud Cased A-Coil (All-Aluminum) — 3 Ton (21″ cabinet) |  |  | yes |  | 0 | 0 |  | RCFY3621MEAAMC |  |  |  | RUUD | Glacier Supply
Installs | Evaporator Coil | RUUD | [18 empty] | Ruud Cased A-Coil (All-Aluminum) — 3 Ton (21″ cabinet) |  |  | yes |  | 0 | 0 |  | RCFY3621MEANMC |  |  |  | RUUD | Glacier Supply
Installs | Evaporator Coil | RUUD | [18 empty] | Ruud Cased A-Coil (All-Aluminum) — 3 Ton (21″ cabinet) |  |  | yes |  | 0 | 0 |  | RCFY3621MTAAMC |  |  |  | RUUD | Glacier Supply
Installs | Evaporator Coil | RUUD | [18 empty] | Ruud Cased A-Coil (All-Aluminum) — 3 Ton (21″ cabinet) |  |  | yes |  | 811.91 | 1136.67 |  | RCFY3621MTANMC |  |  |  | RUUD | Glacier Supply
Installs | Evaporator Coil | RUUD | [18 empty] | Ruud Cased A-Coil (All-Aluminum) — 3 Ton (21″ cabinet) |  |  | yes |  | 633.85 | 887.39 |  | RCFY3621STANMC |  |  |  | RUUD | Glacier Supply
Installs | Evaporator Coil | RUUD | [18 empty] | Ruud Cased A-Coil (All-Aluminum) — 3 Ton (24.5″ cabinet) |  |  | yes |  | 0 | 0 |  | RCFY3624MTANMC |  |  |  | RUUD | Glacier Supply
Installs | Evaporator Coil | RUUD | [18 empty] | Ruud Cased A-Coil (All-Aluminum) — 4 Ton (21″ cabinet) |  |  | yes |  | 0 | 0 |  | RCFY4821SEAAMC |  |  |  | RUUD | Glacier Supply
Installs | Evaporator Coil | RUUD | [18 empty] | Ruud Cased A-Coil (All-Aluminum) — 4 Ton (21″ cabinet) |  |  | yes |  | 0 | 0 |  | RCFY4821STAAMC |  |  |  | RUUD | Glacier Supply
Installs | Evaporator Coil | RUUD | [18 empty] | Ruud Cased A-Coil (All-Aluminum) — 4 Ton (21″ cabinet) |  |  | yes |  | 801.44 | 1122.02 |  | RCFY4821STANMC |  |  |  | RUUD | Glacier Supply
Installs | Evaporator Coil | RUUD | [18 empty] | Ruud Cased A-Coil (All-Aluminum) — 4 Ton (24.5″ cabinet) |  |  | yes |  | 1129.17 | 1580.83 |  | RCFY4824MTANMC |  |  |  | RUUD | Glacier Supply
Installs | Evaporator Coil | RUUD | [18 empty] | Ruud Cased A-Coil (All-Aluminum) — 4 Ton (24.5″ cabinet) |  |  | yes |  | 906.2 | 1268.69 |  | RCFY4824STANMC |  |  |  | RUUD | Glacier Supply
Installs | Evaporator Coil | RUUD | [18 empty] | Ruud Cased A-Coil (All-Aluminum) — 4 Ton (24.5″ cabinet) |  |  | yes |  | 0 | 0 |  | RCFY4824STANVU |  |  |  | RUUD | Glacier Supply
Installs | Evaporator Coil | RUUD | [18 empty] | Ruud Cased A-Coil (All-Aluminum) — 5 Ton (21″ cabinet) |  |  | yes |  | 0 | 0 |  | RCFY6021SEAAMC |  |  |  | RUUD | Glacier Supply
Installs | Evaporator Coil | RUUD | [18 empty] | Ruud Cased A-Coil (All-Aluminum) — 5 Ton (21″ cabinet) |  |  | yes |  | 1025 | 1435 |  | RCFY6021STAAMC |  |  |  | RUUD | Glacier Supply
Installs | Evaporator Coil | RUUD | [18 empty] | Ruud Cased A-Coil (All-Aluminum) — 5 Ton (24.5″ cabinet) |  |  | yes |  | 1471.74 | 2060.43 |  | RCFY6024SEANMC |  |  |  | RUUD | Glacier Supply
Installs | Evaporator Coil | RUUD | [18 empty] | Ruud Cased A-Coil (All-Aluminum) — 5 Ton (24.5″ cabinet) |  |  | yes |  | 1107.8 | 1550.91 |  | RCFY6024STANMC |  |  |  | RUUD | Glacier Supply
Installs | Furnace | RUUD | [18 empty] | Ruud 80% AFUE Gas Furnace — 50,000 BTU |  |  | yes |  | 1154.76 | 1616.67 |  | R801T0503A14DZSNAS |  | y |  | RUUD | Glacier Supply
Installs | Furnace | RUUD | [18 empty] | Ruud 80% AFUE Gas Furnace — 75,000 BTU |  |  | yes |  | 1206 | 1688.41 |  | R801T0753A17DZSNAS |  | y |  | RUUD | Glacier Supply
Installs | Furnace | RUUD | [18 empty] | Ruud 80% AFUE Gas Furnace — 100,000 BTU |  |  | yes |  | 0 | 0 |  | R801T1004A17DZSNAS |  | y |  | RUUD | Glacier Supply
Installs | Furnace | RUUD | [18 empty] | Ruud 80% AFUE Gas Furnace — 100,000 BTU |  |  | yes |  | 1325.11 | 1855.15 |  | R801T1005A21DZSNAS |  | y |  | RUUD | Glacier Supply
Installs | Furnace | RUUD | [18 empty] | Ruud 80% AFUE Gas Furnace — 125,000 BTU |  |  | yes |  | 1408.19 | 1971.46 |  | R801T1255A24DZSNAS |  | y |  | RUUD | Glacier Supply
Installs | Furnace | RUUD | [18 empty] | Ruud 80% AFUE Gas Furnace — 50,000 BTU |  |  | yes |  | 1118.7 | 1566.18 |  | R801T0503A14UHSNAS |  | y |  | RUUD | Glacier Supply
Installs | Furnace | RUUD | [18 empty] | Ruud 80% AFUE Gas Furnace — 75,000 BTU |  |  | yes |  | 1166.53 | 1633.14 |  | R801T0754A17UHSNAS |  | y |  | RUUD | Glacier Supply
Installs | Furnace | RUUD | [18 empty] | Ruud 80% AFUE Gas Furnace — 75,000 BTU |  |  | yes |  | 1222.25 | 1711.16 |  | R801T0754A21UHSNAS |  | y |  | RUUD | Glacier Supply
Installs | Furnace | RUUD | [18 empty] | Ruud 80% AFUE Gas Furnace — 100,000 BTU |  |  | yes |  | 0 | 0 |  | R801T1004A17UHSNAS |  | y |  | RUUD | Glacier Supply
Installs | Furnace | RUUD | [18 empty] | Ruud 80% AFUE Gas Furnace — 100,000 BTU |  |  | yes |  | 1232.05 | 1724.87 |  | R801T1005A21UHSNAS |  | y |  | RUUD | Glacier Supply
Installs | Furnace | RUUD | [18 empty] | Ruud 80% AFUE Gas Furnace — 125,000 BTU |  |  | yes |  | 1327.65 | 1858.71 |  | R801T1255A24UHSNAS |  | y |  | RUUD | Glacier Supply
Installs | Furnace | RUUD | [18 empty] | Ruud 80% AFUE Gas Furnace — 50,000 BTU |  |  | yes |  | 2073.54 | 2902.96 |  | R802V0503A14DZSCAP |  | y |  | RUUD | Glacier Supply
Installs | Furnace | RUUD | [18 empty] | Ruud 80% AFUE Gas Furnace — 75,000 BTU |  |  | yes |  | 2087.24 | 2922.13 |  | R802V0754A17DZSCAP |  | y |  | RUUD | Glacier Supply
Installs | Furnace | RUUD | [18 empty] | Ruud 80% AFUE Gas Furnace — 100,000 BTU |  |  | yes |  | 2274.98 | 3184.98 |  | R802V1005A21DZSCAP |  | y |  | RUUD | Glacier Supply
Installs | Furnace | RUUD | [18 empty] | Ruud 80% AFUE Gas Furnace — 125,000 BTU |  |  | yes |  | 2466.04 | 3452.45 |  | R802V1255A24DZSCAP |  | y |  | RUUD | Glacier Supply
Installs | Furnace | RUUD | [18 empty] | Ruud 80% AFUE Gas Furnace — 75,000 BTU |  |  | yes |  | 1931.66 | 2704.32 |  | R802V0754A17UHSCAP |  | y |  | RUUD | Glacier Supply
Installs | Furnace | RUUD | [18 empty] | Ruud 80% AFUE Gas Furnace — 100,000 BTU |  |  | yes |  | 2055.15 | 2877.21 |  | R802V1005A21UHSCAP |  | y |  | RUUD | Glacier Supply
Installs | Furnace | RUUD | [18 empty] | Ruud 80% AFUE Gas Furnace — 125,000 BTU |  |  | yes |  | 2223.45 | 3112.82 |  | R802V1255A24UHSCAP |  | y |  | RUUD | Glacier Supply
Installs | Furnace | RUUD | [18 empty] | Ruud 80% AFUE Gas Furnace |  |  | yes |  | 2335.78 | 3270.1 |  | R802V1505A24UHSCAP |  | y |  | RUUD | Glacier Supply
Installs | Furnace | RUUD | [18 empty] | Ruud 95% AFUE Gas Furnace — 40,000 BTU |  |  | yes |  | 1713 | 2398.2 |  | R951V0403A17M4SCAP |  | y |  | RUUD | Glacier Supply
Installs | Furnace | RUUD | [18 empty] | Ruud 95% AFUE Gas Furnace — 60,000 BTU |  |  | yes |  | 1807.91 | 2531.08 |  | R951V0603A17M4SCAP |  | y |  | RUUD | Glacier Supply
Installs | Furnace | RUUD | [18 empty] | Ruud 95% AFUE Gas Furnace — 70,000 BTU |  |  | yes |  | 1824.42 | 2554.19 |  | R951V0703A17M4SCAP |  | y |  | RUUD | Glacier Supply
Installs | Furnace | RUUD | [18 empty] | Ruud 95% AFUE Gas Furnace — 85,000 BTU |  |  | yes |  | 1992.67 | 2789.74 |  | R951V0855A21M4SCAP |  | y |  | RUUD | Glacier Supply
Installs | Furnace | RUUD | [18 empty] | Ruud 95% AFUE Gas Furnace — 100,000 BTU |  |  | yes |  | 2135.02 | 2989.03 |  | R951V1005A21M4SCAP |  | y |  | RUUD | Glacier Supply
Installs | Furnace | RUUD | [18 empty] | Ruud 95% AFUE Gas Furnace — 115,000 BTU |  |  | yes |  | 2322.17 | 3251.04 |  | R951V1155A24M4SCAP |  | y |  | RUUD | Glacier Supply
Installs | Furnace | RUUD | [18 empty] | Ruud 96% AFUE Gas Furnace — 60,000 BTU |  |  | yes |  | 2060.69 | 2884.97 |  | R962V0603A17M4SCAP |  | y |  | RUUD | Glacier Supply
Installs | Furnace | RUUD | [18 empty] | Ruud 96% AFUE Gas Furnace — 70,000 BTU |  |  | yes |  | 2177.66 | 3048.73 |  | R962V0703A17M4SCAP |  | y |  | RUUD | Glacier Supply
Installs | Furnace | RUUD | [18 empty] | Ruud 96% AFUE Gas Furnace — 85,000 BTU |  |  | yes |  | 2364.08 | 3309.71 |  | R962V0855A21M4SCAP |  | y |  | RUUD | Glacier Supply
Installs | Furnace | RUUD | [18 empty] | Ruud 96% AFUE Gas Furnace — 100,000 BTU |  |  | yes |  | 2481.05 | 3473.47 |  | R962V1005A21M4SCAP |  | y |  | RUUD | Glacier Supply
Installs | Furnace | RUUD | [18 empty] | Ruud 96% AFUE Gas Furnace — 115,000 BTU |  |  | yes |  | 2798.65 | 3918.12 |  | R962V1155A24M4SCAP |  | y |  | RUUD | Glacier Supply
Installs | Furnace | RUUD | [18 empty] | LP Conversion Kit : All U97V & U98V |  |  | yes |  | 129.01 | 180.62 |  | FP-37 |  |  |  | RUUD | Glacier Supply
Installs | Furnace | RUUD | [18 empty] | LP Conversion Kit : All R801T NAS |  |  | yes |  | 82.55 | 115.57 |  | FP-15 |  |  |  | RUUD | Glacier Supply
Installs | Furnace | RUUD | [18 empty] | LP Conversion Kit : All R951V |  |  | yes |  | 54.53 | 76.34 |  | FP-38 |  |  |  | RUUD | Glacier Supply
Installs | Furnace | RUUD | [18 empty] | LP Conversion Kit : All R962V |  |  | yes |  | 44.85 | 62.79 |  | FP-34 |  |  |  | RUUD | Glacier Supply
Installs | Furnace | RUUD | [18 empty] | LP Conversion Kit : All R802V |  |  | yes |  | 41.54 | 58.16 |  | FP-32 |  |  |  | RUUD | Glacier Supply
Installs | Furnace | RUUD | [18 empty] | DOWNFLOW/HORIZONTAL CONDENSATE CONVERSION KIT |  |  | yes |  | 32.48 | 45.47 |  | RXGY-CK |  |  |  | RUUD | Glacier Supply
Installs | Furnace | RUUD | [18 empty] | DOWNFLOW/HORIZONTAL LEFT ZERO CLEARANCE KIT |  |  | yes |  | 55.58 | 77.81 |  | RXGY-ZK |  |  |  | RUUD | Glacier Supply
Installs | Furnace | RUUD | [18 empty] | 2" DIRECT SIDEWALL HORIZONTAL VENT TERMINATION |  |  | yes |  | 37.86 | 53.01 |  | HVENT-2 |  |  |  | RUUD | Glacier Supply
Installs | Furnace | RUUD | [18 empty] | 3" DIRECT SIDEWALL HORIZONTAL VENT TERMINATION |  |  | yes |  | 37.86 | 53.01 |  | HVENT-3 |  |  |  | RUUD | Glacier Supply
Installs | Furnace | RUUD | [18 empty] | 2" CONCENTRIC VERTICAL VENT TERMINATION |  |  | yes |  | 44.6 | 62.45 |  | CVENT-2 |  |  |  | RUUD | Glacier Supply
Installs | Furnace | RUUD | [18 empty] | 3" CONCENTRIC VERTICAL VENT TERMINATION |  |  | yes |  | 55.83 | 78.16 |  | CVENT-3 |  |  |  | RUUD | Glacier Supply
Installs | Heat Pump | RUUD | [18 empty] | Ruud 14 SEER2 Heat Pump — 1.5 Ton |  |  | yes |  | 2413.36 | 3378.7 |  | RP14AY18AJ1NA |  | y |  | RUUD | Glacier Supply
Installs | Heat Pump | RUUD | [18 empty] | Ruud 14 SEER2 Heat Pump — 2 Ton |  |  | yes |  | 2140.19 | 2996.27 |  | RP14AY24AJ2NA |  | y |  | RUUD | Glacier Supply
Installs | Heat Pump | RUUD | [18 empty] | Ruud 14 SEER2 Heat Pump — 2.5 Ton |  |  | yes |  | 2316.71 | 3243.4 |  | RP14AY30AJ2NA |  | y |  | RUUD | Glacier Supply
Installs | Heat Pump | RUUD | [18 empty] | Ruud 14 SEER2 Heat Pump — 3 Ton |  |  | yes |  | 2588.19 | 3623.47 |  | RP14AY36AJ2NA |  | y |  | RUUD | Glacier Supply
Installs | Heat Pump | RUUD | [18 empty] | Ruud 14 SEER2 Heat Pump — 3.5 Ton |  |  | yes |  | 2874.24 | 4023.94 |  | RP14AY42AJ2NA |  | y |  | RUUD | Glacier Supply
Installs | Heat Pump | RUUD | [18 empty] | Ruud 14 SEER2 Heat Pump — 4 Ton |  |  | yes |  | 3136.9 | 4391.66 |  | RP14AY48AJ2NA |  | y |  | RUUD | Glacier Supply
Installs | Heat Pump | RUUD | [18 empty] | Ruud 14 SEER2 Heat Pump — 5 Ton |  |  | yes |  | 3726.31 | 5216.84 |  | RP14AY60AJ2NA |  | y |  | RUUD | Glacier Supply
Installs | Heat Pump | RUUD | [18 empty] | Ruud 15 SEER2 Heat Pump — 2 Ton |  |  | yes |  | 3254.92 | 4556.89 |  | RP15AY24AJ2NA |  | y |  | RUUD | Glacier Supply
Installs | Heat Pump | RUUD | [18 empty] | Ruud 15 SEER2 Heat Pump — 2.5 Ton |  |  | yes |  | 3246.49 | 4545.09 |  | RP15AY30AJ2NA |  | y |  | RUUD | Glacier Supply
Installs | Heat Pump | RUUD | [18 empty] | Ruud 15 SEER2 Heat Pump — 3 Ton |  |  | yes |  | 4060.52 | 5684.73 |  | RP15AY36AJ2NA |  | y |  | RUUD | Glacier Supply
Installs | Heat Pump | RUUD | [18 empty] | Ruud 15 SEER2 Heat Pump — 3.5 Ton |  |  | yes |  | 4449.03 | 6228.64 |  | RP15AY42AJ2NA |  | y |  | RUUD | Glacier Supply
Installs | Heat Pump | RUUD | [18 empty] | Ruud 15 SEER2 Heat Pump — 4 Ton |  |  | yes |  | 4611.31 | 6455.83 |  | RP15AY48AJ2NA |  | y |  | RUUD | Glacier Supply
Installs | Heat Pump | RUUD | [18 empty] | Ruud 15 SEER2 Heat Pump — 5 Ton |  |  | yes |  | 5416.98 | 7583.77 |  | RP15AY60AJ2NA |  | y |  | RUUD | Glacier Supply
Installs | Heat Pump | RUUD | [18 empty] | Ruud 16 SEER2 AC System — 2 Ton |  |  | yes |  | 2490.93 | 3487.3 |  | RD16AY24AJVCA |  | y |  | RUUD | Glacier Supply
Installs | Heat Pump | RUUD | [18 empty] | Ruud 16 SEER2 AC System — 3 Ton |  |  | yes |  | 2622.03 | 3670.84 |  | RD16AY36AJVCA |  | y |  | RUUD | Glacier Supply
Installs | Heat Pump | RUUD | [18 empty] | Ruud 16 SEER2 AC System — 4 Ton |  |  | yes |  | 3096.5 | 4335.11 |  | RD16AY48AJVCA |  | y |  | RUUD | Glacier Supply
Installs | Heat Pump | RUUD | [18 empty] | Ruud 16 SEER2 AC System — 5 Ton |  |  | yes |  | 3259.48 | 4563.27 |  | RD16AY60AJVCA |  | y |  | RUUD | Glacier Supply
Installs | Heat Pump | RUUD | [18 empty] | Compressor crankcase heater |  |  | yes |  | 62.03 | 86.84 |  | 44-103663-15 |  |  |  | RUUD | Glacier Supply
Installs | Heat Pump | RUUD | [18 empty] | Base pan heater connector kit * |  |  | yes |  | 15.38 | 21.53 |  | 45-110492-01 |  |  |  | RUUD | Glacier Supply
Installs | Heat Pump | RUUD | [18 empty] | Low ambient control |  |  | yes |  | 0 | 0 |  | Included Standard |  |  |  | RUUD | Glacier Supply
Installs | Heat Pump | RUUD | [18 empty] | Compressor sound cover |  |  | yes |  | 0 | 0 |  | Included Standard |  |  |  | RUUD | Glacier Supply
Installs | Heat Pump | RUUD | [18 empty] | Compressor hard start kit |  |  | yes |  | 0 | 0 | [5 empty] | RUUD | Glacier Supply
Installs | Heat Pump | RUUD | [18 empty] | Low pressure control |  |  | yes |  | 0 | 0 |  | Included Standard |  |  |  | RUUD | Glacier Supply
Installs | Heat Pump | RUUD | [18 empty] | High pressure control |  |  | yes |  | 0 | 0 |  | Included Standard |  |  |  | RUUD | Glacier Supply
Installs | Heat Pump | RUUD | [18 empty] | Liquid Line Solenoid (24 VAC, 50/60 Hz)Solenoid Valve |  |  | yes |  | 0 | 0 |  | 200RD2T3TVLC |  |  |  | RUUD | Glacier Supply
Installs | Heat Pump | RUUD | [18 empty] | Liquid Line Solenoid (24 VAC, 50/60 Hz)Solenoid Coil |  |  | yes |  | 0 | 0 |  | 61-AMG24V |  |  |  | RUUD | Glacier Supply
Installs | Heat Pump | RUUD | [18 empty] | Liquid Line Solenoid (120/240 VAC, 50/60 Hz)Solenoid Valve |  |  | yes |  | 0 | 0 |  | 200RD2T3TVLC |  |  |  | RUUD | Glacier Supply
Installs | Heat Pump | RUUD | [18 empty] | Liquid Line Solenoid (120/240 VAC, 50/60 Hz)Solenoid Coil |  |  | yes |  | 41.66 | 58.32 |  | 61-AMG120/240V |  |  |  | RUUD | Glacier Supply
Installs | Heat Pump | RUUD | [18 empty] | Ruud 18 SEER2 AC System — 2 Ton |  |  | yes |  | 2992.12 | 4188.96 |  | RD18AY24AJVCA |  | y |  | RUUD | Glacier Supply
Installs | Heat Pump | RUUD | [18 empty] | Ruud 18 SEER2 AC System — 3 Ton |  |  | yes |  | 3028.45 | 4239.83 |  | RD18AY36AJVCA |  | y |  | RUUD | Glacier Supply
Installs | Heat Pump | RUUD | [18 empty] | Ruud 18 SEER2 AC System — 4 Ton |  |  | yes |  | 3576.47 | 5007.06 |  | RD18AY48AJVCA |  | y |  | RUUD | Glacier Supply
Installs | Heat Pump | RUUD | [18 empty] | Ruud 18 SEER2 AC System — 5 Ton |  |  | yes |  | 3915.29 | 5481.41 |  | RD18AY60AJVCA |  | y |  | RUUD | Glacier Supply
Installs | Heat Pump | RUUD | [18 empty] | Compressor crankcase heater |  |  | yes |  | 62.03 | 86.84 |  | 44-103663-15 |  |  |  | RUUD | Glacier Supply
Installs | Heat Pump | RUUD | [18 empty] | Base pan heater connector kit * |  |  | yes |  | 15.38 | 21.53 |  | 45-110492-01 |  |  |  | RUUD | Glacier Supply
Installs | Heat Pump | RUUD | [18 empty] | Low ambient control |  |  | yes |  | 0 | 0 |  | Included Standard |  |  |  | RUUD | Glacier Supply
Installs | Heat Pump | RUUD | [18 empty] | Compressor sound cover |  |  | yes |  | 0 | 0 |  | Included Standard |  |  |  | RUUD | Glacier Supply
Installs | Heat Pump | RUUD | [18 empty] | Low pressure control |  |  | yes |  | 0 | 0 |  | Included Standard |  |  |  | RUUD | Glacier Supply
Installs | Heat Pump | RUUD | [18 empty] | High pressure control |  |  | yes |  | 0 | 0 |  | Included Standard |  |  |  | RUUD | Glacier Supply
Installs | Heat Pump | RUUD | [18 empty] | Liquid Line Solenoid(24 VAC, 50/60 Hz) Solenoid Valve |  |  | yes |  | 0 | 0 |  | 200RD2T3TVLC |  |  |  | RUUD | Glacier Supply
Installs | Heat Pump | RUUD | [18 empty] | Liquid Line Solenoid(24 VAC, 50/60 Hz) Solenoid Coil |  |  | yes |  | 0 | 0 |  | 61-AMG24V |  |  |  | RUUD | Glacier Supply
Installs | Heat Pump | RUUD | [18 empty] | Liquid Line Solenoid (120/240 VAC, 50/60 Hz) Solenoid Valve |  |  | yes |  | 0 | 0 |  | 200RD2T3TVLC |  |  |  | RUUD | Glacier Supply
Installs | Heat Pump | RUUD | [18 empty] | Liquid Line Solenoid (120/240 VAC, 50/60 Hz) Solenoid Coil |  |  | yes |  | 41.66 | 58.32 |  | 61-AMG120/240V |  |  |  | RUUD | Glacier Supply
Installs | EcoNet Controls | RUUD | [18 empty] | RUUD ECONET 800 SERIES SMART STAT |  |  | yes |  | 288.66 | 404.12 |  | UETST800SYS |  |  |  | RUUD | Glacier Supply
Installs | EcoNet Controls | RUUD | [18 empty] | RUUD ECONET ZONE CONTROLLER |  |  | yes |  | 251.95 | 352.73 |  | RECTL800ZON |  |  |  | RUUD | Glacier Supply
Installs | EcoNet Controls | RUUD | [18 empty] | SA SENSORS FOR AIR HANDLER (REQUIRED W/INTELLIGENT BYPASS) |  |  | yes |  | 61.73 | 86.43 |  | RXHT-A02 |  |  |  | RUUD | Glacier Supply
Installs | EcoNet Controls | RUUD | [18 empty] | SA SENSOR FOR FURNACE (REQUIRED W/INTELLIGENT BYPASS) |  |  | yes |  | 40.13 | 56.18 |  | 47-24225-01 |  |  |  | RUUD | Glacier Supply
Installs | EcoNet Controls | RUUD | [18 empty] | 6" RND DAMPER |  |  | yes |  | 178.03 | 249.24 |  | 6URD |  |  |  | RUUD | Glacier Supply
Installs | EcoNet Controls | RUUD | [18 empty] | 8" RND DAMPER |  |  | yes |  | 182.65 | 255.71 |  | 8URD |  |  |  | RUUD | Glacier Supply
Installs | EcoNet Controls | RUUD | [18 empty] | 10" RND DAMPER |  |  | yes |  | 187.26 | 262.16 |  | 10URD |  |  |  | RUUD | Glacier Supply
Installs | EcoNet Controls | RUUD | [18 empty] | 12" RND DAMPER |  |  | yes |  | 195.2 | 273.28 |  | 12URD |  |  |  | RUUD | Glacier Supply
Installs | EcoNet Controls | RUUD | [18 empty] | 14" RND DAMPER |  |  | yes |  | 224.33 | 314.06 |  | 14URD |  |  |  | RUUD | Glacier Supply
Installs | EcoNet Controls | RUUD | [18 empty] | 16" RND DAMPER |  |  | yes |  | 258.74 | 362.23 |  | 16URD |  |  |  | RUUD | Glacier Supply
Installs | EcoNet Controls | RUUD | [18 empty] | 18" RND DAMPER |  |  | yes |  | 314.31 | 440.04 |  | 18URD |  |  |  | RUUD | Glacier Supply
Installs | EcoNet Controls | RUUD | [18 empty] | 20" RND DAMPER |  |  | yes |  | 353.37 | 494.72 |  | 20URD |  |  |  | RUUD | Glacier Supply
Installs | EcoNet Controls | RUUD | [18 empty] | 14 X 8 RECTANGULAR DAMPER |  |  | yes |  | 241.52 | 338.13 |  | 14X8ND |  |  |  | RUUD | Glacier Supply
Installs | EcoNet Controls | RUUD | [18 empty] | 16 X 8 RECTANGULAR DAMPER |  |  | yes |  | 0 | 0 |  | 16X8ND |  |  |  | RUUD | Glacier Supply
Installs | EcoNet Controls | RUUD | [18 empty] | 20 X 8 RECTANGULAR DAMPER |  |  | yes |  | 273.96 | 383.54 |  | 20X8ND |  |  |  | RUUD | Glacier Supply
Installs | EcoNet Controls | RUUD | [18 empty] | 24 X 8 RECTANGULAR DAMPER |  |  | yes |  | 0 | 0 |  | 24X8ND |  |  |  | RUUD | Glacier Supply
Installs | EcoNet Controls | RUUD | [18 empty] | 10 X 10 RECTANGULAR DAMPER |  |  | yes |  | 233.59 | 327.03 |  | 10X10ND |  |  |  | RUUD | Glacier Supply
Installs | EcoNet Controls | RUUD | [18 empty] | 12 X 10 RECTANGULAR DAMPER |  |  | yes |  | 0 | 0 |  | 12X10ND |  |  |  | RUUD | Glacier Supply
Installs | EcoNet Controls | RUUD | [18 empty] | 14 X 10 RECTANGULAR DAMPER |  |  | yes |  | 254.76 | 356.66 |  | 14X10ND |  |  |  | RUUD | Glacier Supply
Installs | EcoNet Controls | RUUD | [18 empty] | 16 X 10 RECTANGULAR DAMPER |  |  | yes |  | 261.39 | 365.94 |  | 16X10ND |  |  |  | RUUD | Glacier Supply
Installs | EcoNet Controls | RUUD | [18 empty] | 20 X 10 RECTANGULAR DAMPER |  |  | yes |  | 273.96 | 383.54 |  | 20X10ND |  |  |  | RUUD | Glacier Supply
Installs | Heat Pump | Bosch | [18 empty] | Bosch IDS Light Inverter Heat Pump Condenser — 3 Ton |  |  | yes |  | 2781.84 | 3894.58 |  | BOVA-36RXB-M15S |  | y |  | Bosch | Glacier Supply
Installs | Heat Pump | Bosch | [18 empty] | Bosch IDS Light Inverter Heat Pump Condenser — 3 Ton |  |  | yes |  | 2781.84 | 3894.58 |  | BOVA-36RXB-M15S |  | y |  | Bosch | Glacier Supply
Installs | Heat Pump | Bosch | [18 empty] | Bosch IDS Light Inverter Heat Pump Condenser — 5 Ton |  |  | yes |  | 3740.51 | 5236.71 |  | BOVA-60RXB-M15S |  | y |  | Bosch | Glacier Supply
Installs | Heat Pump | Bosch | [18 empty] | Bosch IDS Light Inverter Heat Pump Condenser — 5 Ton |  |  | yes |  | 3740.51 | 5236.71 |  | BOVA-60RXB-M15S |  | y |  | Bosch | Glacier Supply
Installs | Heat Pump | Bosch | [18 empty] | Bosch IDS Light Inverter Heat Pump Condenser — 5 Ton |  |  | yes |  | 3740.51 | 5236.71 |  | BOVA-60RXB-M15S |  | y |  | Bosch | Glacier Supply
Installs | Heat Pump | Bosch | [18 empty] | Bosch IDS Light Inverter Heat Pump Condenser — 5 Ton |  |  | yes |  | 3740.51 | 5236.71 |  | BOVA-60RXB-M15S |  | y |  | Bosch | Glacier Supply
Installs | Evaporator Coil | Bosch | [18 empty] | Bosch BMAC Multi-Position Cased A-Coil (All-Aluminum) — 3.5–4 Ton (21″ cabinet) |  |  | yes |  | 1261.3 | 1765.83 |  | BMAC4248CBTA |  | y |  | Bosch | Glacier Supply
Installs | Evaporator Coil | Bosch | [18 empty] | Bosch BMAC Multi-Position Cased A-Coil (All-Aluminum) — 3.5–4 Ton (24.5″ cabinet) |  |  | yes |  | 1301.83 | 1822.56 |  | BMAC4248DBTA |  | y |  | Bosch | Glacier Supply
Installs | Evaporator Coil | Bosch | [18 empty] | Bosch BMAC Multi-Position Cased A-Coil (All-Aluminum) — 3.5–4 Ton (21″ cabinet) |  |  | yes |  | 1261.3 | 1765.83 |  | BMAC4248CBTA |  | y |  | Bosch | Glacier Supply
Installs | Evaporator Coil | Bosch | [18 empty] | Bosch BMAC Multi-Position Cased A-Coil (All-Aluminum) — 3.5–4 Ton (24.5″ cabinet) |  |  | yes |  | 1301.83 | 1822.56 |  | BMAC4248DBTA |  | y |  | Bosch | Glacier Supply
Installs | Evaporator Coil | Bosch | [18 empty] | Bosch BMAC Multi-Position Cased A-Coil (All-Aluminum) — 4–5 Ton (21″ cabinet) |  |  | yes |  | 1436.91 | 2011.68 |  | BMAC4860CBTA |  | y |  | Bosch | Glacier Supply
Installs | Evaporator Coil | Bosch | [18 empty] | Bosch BMAC Multi-Position Cased A-Coil (All-Aluminum) — 4–5 Ton (24.5″ cabinet) |  |  | yes |  | 1446.92 | 2025.69 |  | BMAC4860DBTA |  | y |  | Bosch | Glacier Supply
Installs | Heat Pump | Bosch | [18 empty] | Bosch IDS Premium / 2.0 Inverter Heat Pump Condenser — 3 Ton |  |  | yes |  | 4308.58 | 6032.01 |  | BOVA-36RTB-M20S |  | y |  | Bosch | Glacier Supply
Installs | Heat Pump | Bosch | [18 empty] | Bosch IDS Premium / 2.0 Inverter Heat Pump Condenser — 3 Ton |  |  | yes |  | 4308.58 | 6032.01 |  | BOVA-36RTB-M20S |  | y |  | Bosch | Glacier Supply
Installs | Heat Pump | Bosch | [18 empty] | Bosch IDS Premium / 2.0 Inverter Heat Pump Condenser — 3 Ton |  |  | yes |  | 4308.58 | 6032.01 |  | BOVA-36RTB-M20S |  | y |  | Bosch | Glacier Supply
Installs | Heat Pump | Bosch | [18 empty] | Bosch IDS Premium / 2.0 Inverter Heat Pump Condenser — 3 Ton |  |  | yes |  | 4308.58 | 6032.01 |  | BOVA-36RTB-M20S |  | y |  | Bosch | Glacier Supply
Installs | Heat Pump | Bosch | [18 empty] | Bosch IDS Premium / 2.0 Inverter Heat Pump Condenser — 3 Ton |  |  | yes |  | 4308.58 | 6032.01 |  | BOVA-36RTB-M20S |  | y |  | Bosch | Glacier Supply
Installs | Heat Pump | Bosch | [18 empty] | Bosch IDS Premium / 2.0 Inverter Heat Pump Condenser — 3 Ton |  |  | yes |  | 4308.58 | 6032.01 |  | BOVA-36RTB-M20S |  | y |  | Bosch | Glacier Supply
Installs | Heat Pump | Bosch | [18 empty] | Bosch IDS Premium / 2.0 Inverter Heat Pump Condenser — 3 Ton |  |  | yes |  | 4308.58 | 6032.01 |  | BOVA-36RTB-M20S |  | y |  | Bosch | Glacier Supply
Installs | Heat Pump | Bosch | [18 empty] | Bosch IDS Premium / 2.0 Inverter Heat Pump Condenser — 5 Ton |  |  | yes |  | 5557.82 | 7780.95 |  | BOVA-60RTB-M20S |  | y |  | Bosch | Glacier Supply
Installs | Heat Pump | Bosch | [18 empty] | Bosch IDS Premium / 2.0 Inverter Heat Pump Condenser — 5 Ton |  |  | yes |  | 5557.82 | 7780.95 |  | BOVA-60RTB-M20S |  | y |  | Bosch | Glacier Supply
Installs | Heat Pump | Bosch | [18 empty] | Bosch IDS Premium / 2.0 Inverter Heat Pump Condenser — 5 Ton |  |  | yes |  | 5557.82 | 7780.95 |  | BOVA-60RTB-M20S |  | y |  | Bosch | Glacier Supply
Installs | Heat Pump | Bosch | [18 empty] | Bosch IDS Premium / 2.0 Inverter Heat Pump Condenser — 5 Ton |  |  | yes |  | 5557.82 | 7780.95 |  | BOVA-60RTB-M20S |  | y |  | Bosch | Glacier Supply
Installs | Evaporator Coil | Bosch | [18 empty] | Bosch BMAC Multi-Position Cased A-Coil (All-Aluminum) — 2–2.5 Ton (14.5″ cabinet) |  |  | yes |  | 912.09 | 1276.92 |  | BMAC2430ABTA |  | y |  | Bosch | Glacier Supply
Installs | Evaporator Coil | Bosch | [18 empty] | Bosch BMAC Multi-Position Cased A-Coil (All-Aluminum) — 2–2.5 Ton (17.5″ cabinet) |  |  | yes |  | 912.09 | 1276.92 |  | BMAC2430BBTA |  | y |  | Bosch | Glacier Supply
Installs | Evaporator Coil | Bosch | [18 empty] | Bosch BMAC Multi-Position Cased A-Coil (All-Aluminum) — 2.5–3 Ton (14.5″ cabinet) |  |  | yes |  | 938.1 | 1313.34 |  | BMAC3036ABTA |  | y |  | Bosch | Glacier Supply
Installs | Evaporator Coil | Bosch | [18 empty] | Bosch BMAC Multi-Position Cased A-Coil (All-Aluminum) — 2.5–3 Ton (17.5″ cabinet) |  |  | yes |  | 938.1 | 1313.34 |  | BMAC3036BBTA |  | y |  | Bosch | Glacier Supply
Installs | Evaporator Coil | Bosch | [18 empty] | Bosch BMAC Multi-Position Cased A-Coil (All-Aluminum) — 2.5–3 Ton (21″ cabinet) |  |  | yes |  | 1072.69 | 1501.76 |  | BMAC3036CBTA |  | y |  | Bosch | Glacier Supply
Installs | Evaporator Coil | Bosch | [18 empty] | Bosch BMAC Multi-Position Cased A-Coil (All-Aluminum) — 3.5–4 Ton (21″ cabinet) |  |  | yes |  | 1261.3 | 1765.83 |  | BMAC4248CBTA |  | y |  | Bosch | Glacier Supply
Installs | Evaporator Coil | Bosch | [18 empty] | Bosch BMAC Multi-Position Cased A-Coil (All-Aluminum) — 3.5–4 Ton (24.5″ cabinet) |  |  | yes |  | 1301.83 | 1822.56 |  | BMAC4248DBTA |  | y |  | Bosch | Glacier Supply
Installs | Evaporator Coil | Bosch | [18 empty] | Bosch BMAC Multi-Position Cased A-Coil (All-Aluminum) — 3.5–4 Ton (21″ cabinet) |  |  | yes |  | 1261.3 | 1765.83 |  | BMAC4248CBTA |  | y |  | Bosch | Glacier Supply
Installs | Evaporator Coil | Bosch | [18 empty] | Bosch BMAC Multi-Position Cased A-Coil (All-Aluminum) — 3.5–4 Ton (24.5″ cabinet) |  |  | yes |  | 1301.83 | 1822.56 |  | BMAC4248DBTA |  | y |  | Bosch | Glacier Supply
Installs | Evaporator Coil | Bosch | [18 empty] | Bosch BMAC Multi-Position Cased A-Coil (All-Aluminum) — 4–5 Ton (21″ cabinet) |  |  | yes |  | 1436.91 | 2011.68 |  | BMAC4860CBTA |  | y |  | Bosch | Glacier Supply
Installs | Evaporator Coil | Bosch | [18 empty] | Bosch BMAC Multi-Position Cased A-Coil (All-Aluminum) — 4–5 Ton (24.5″ cabinet) |  |  | yes |  | 1446.92 | 2025.69 |  | BMAC4860DBTA |  | y |  | Bosch | Glacier Supply
Installs | Heat Pump | Bosch | [18 empty] | Bosch IDS Inverter Heat Pump Condenser — 5 Ton |  |  | yes |  | 6329.53 | 8861.34 |  | BOVA-60MTB-M19E |  | y |  | Bosch | Glacier Supply
Installs | Heat Pump | Bosch | [18 empty] | Bosch IDS Inverter Heat Pump Condenser — 5 Ton |  |  | yes |  | 6329.53 | 8861.34 |  | BOVA-60MTB-M19E |  | y |  | Bosch | Glacier Supply
Installs | Heat Pump | Bosch | [18 empty] | Bosch IDS Inverter Heat Pump Condenser — 5 Ton |  |  | yes |  | 6329.53 | 8861.34 |  | BOVA-60MTB-M19E |  | y |  | Bosch | Glacier Supply
Installs | Heat Pump | Bosch | [18 empty] | Bosch IDS Inverter Heat Pump Condenser — 5 Ton |  |  | yes |  | 6329.53 | 8861.34 |  | BOVA-60MTB-M19E |  | y |  | Bosch | Glacier Supply
Installs | Evaporator Coil | Bosch | [18 empty] | Bosch BMAC Multi-Position Cased A-Coil (All-Aluminum) — 3.5–4 Ton (21″ cabinet) |  |  | yes |  | 1261.3 | 1765.83 |  | BMAC4248CBTA |  | y |  | Bosch | Glacier Supply
Installs | Evaporator Coil | Bosch | [18 empty] | Bosch BMAC Multi-Position Cased A-Coil (All-Aluminum) — 3.5–4 Ton (24.5″ cabinet) |  |  | yes |  | 1301.83 | 1822.56 |  | BMAC4248DBTA |  | y |  | Bosch | Glacier Supply
Installs | Evaporator Coil | Bosch | [18 empty] | Bosch BMAC Multi-Position Cased A-Coil (All-Aluminum) — 4–5 Ton (21″ cabinet) |  |  | yes |  | 1436.91 | 2011.68 |  | BMAC4860CBTA |  | y |  | Bosch | Glacier Supply
Installs | Evaporator Coil | Bosch | [18 empty] | Bosch BMAC Multi-Position Cased A-Coil (All-Aluminum) — 4–5 Ton (24.5″ cabinet) |  |  | yes |  | 1446.92 | 2025.69 |  | BMAC4860DBTA |  | y |  | Bosch | Glacier Supply
Installs | Heat Pump | Bosch | [18 empty] | Bosch IDS Light Inverter Heat Pump Condenser — 2 Ton |  |  | yes |  | 2457.36 | 3440.3 |  | BOVA-24RXB-M15S |  | y |  | Bosch | Glacier Supply
Installs | Heat Pump | Bosch | [18 empty] | Bosch IDS Light Inverter Heat Pump Condenser — 3 Ton |  |  | yes |  | 2781.84 | 3894.58 |  | BOVA-36RXB-M15S |  | y |  | Bosch | Glacier Supply
Installs | Heat Pump | Bosch | [18 empty] | Bosch IDS Light Inverter Heat Pump Condenser — 3 Ton |  |  | yes |  | 2781.84 | 3894.58 |  | BOVA-36RXB-M15S |  | y |  | Bosch | Glacier Supply
Installs | Heat Pump | Bosch | [18 empty] | Bosch IDS Light Inverter Heat Pump Condenser — 5 Ton |  |  | yes |  | 3740.51 | 5236.71 |  | BOVA-60RXB-M15S |  | y |  | Bosch | Glacier Supply
Installs | Heat Pump | Bosch | [18 empty] | Bosch IDS Light Inverter Heat Pump Condenser — 5 Ton |  |  | yes |  | 3740.51 | 5236.71 |  | BOVA-60RXB-M15S |  | y |  | Bosch | Glacier Supply
Installs | Heat Pump | Bosch | [18 empty] | Bosch IDS Light Inverter Heat Pump Condenser — 5 Ton |  |  | yes |  | 3740.51 | 5236.71 |  | BOVA-60RXB-M15S |  | y |  | Bosch | Glacier Supply
Installs | Air Handler | Bosch | [18 empty] | Bosch BVA Multi-Position Air Handler with All-Aluminum A-Coil — 2 Ton |  |  | yes |  | 1077.32 | 1508.25 |  | BIVA-24RXB-M15X |  | y |  | Bosch | Glacier Supply
Installs | Air Handler | Bosch | [18 empty] | Bosch BVA Multi-Position Air Handler with All-Aluminum A-Coil — 2 Ton |  |  | yes |  | 1077.32 | 1508.25 |  | BIVA-24RXB-M15X |  | y |  | Bosch | Glacier Supply
Installs | Air Handler | Bosch | [18 empty] | Bosch BVA Multi-Position Air Handler with All-Aluminum A-Coil — 3 Ton |  |  | yes |  | 1305.09 | 1827.13 |  | BIVA-36RXB-M15X |  | y |  | Bosch | Glacier Supply
Installs | Air Handler | Bosch | [18 empty] | Bosch BVA Multi-Position Air Handler with All-Aluminum A-Coil — 3 Ton |  |  | yes |  | 1305.09 | 1827.13 |  | BIVA-36RXB-M15X |  | y |  | Bosch | Glacier Supply
Installs | Air Handler | Bosch | [18 empty] | Bosch BVA Multi-Position Air Handler with All-Aluminum A-Coil — 4 Ton |  |  | yes |  | 1559.66 | 2183.53 |  | BIVA-48RXB-M15X |  | y |  | Bosch | Glacier Supply
Installs | Air Handler | Bosch | [18 empty] | Bosch BVA Multi-Position Air Handler with All-Aluminum A-Coil — 5 Ton |  |  | yes |  | 1931.88 | 2704.63 |  | BIVA-60RXB-M15X |  | y |  | Bosch | Glacier Supply
Installs | Heat Pump | Bosch | [18 empty] | Bosch IDS Light Inverter Heat Pump Condenser — 2 Ton |  |  | yes |  | 2457.36 | 3440.3 |  | BOVA-24RXB-M15S |  | y |  | Bosch | Glacier Supply
Installs | Heat Pump | Bosch | [18 empty] | Bosch IDS Light Inverter Heat Pump Condenser — 3 Ton |  |  | yes |  | 2781.84 | 3894.58 |  | BOVA-36RXB-M15S |  | y |  | Bosch | Glacier Supply
Installs | Heat Pump | Bosch | [18 empty] | Bosch IDS Light Inverter Heat Pump Condenser — 3 Ton |  |  | yes |  | 2781.84 | 3894.58 |  | BOVA-36RXB-M15S |  | y |  | Bosch | Glacier Supply
Installs | Heat Pump | Bosch | [18 empty] | Bosch IDS Light Inverter Heat Pump Condenser — 5 Ton |  |  | yes |  | 3740.51 | 5236.71 |  | BOVA-60RXB-M15S |  | y |  | Bosch | Glacier Supply
Installs | Heat Pump | Bosch | [18 empty] | Bosch IDS Light Inverter Heat Pump Condenser — 5 Ton |  |  | yes |  | 3740.51 | 5236.71 |  | BOVA-60RXB-M15S |  | y |  | Bosch | Glacier Supply
Installs | Heat Pump | Bosch | [18 empty] | Bosch IDS Light Inverter Heat Pump Condenser — 5 Ton |  |  | yes |  | 3740.51 | 5236.71 |  | BOVA-60RXB-M15S |  | y |  | Bosch | Glacier Supply
Installs | Air Handler | Bosch | [18 empty] | Bosch BVA Multi-Position Air Handler with All-Aluminum A-Coil — 2 Ton |  |  | yes |  | 2283.59 | 3197.03 |  | BIVA-24RCB-M20X |  | y |  | Bosch | Glacier Supply
Installs | Air Handler | Bosch | [18 empty] | Bosch BVA Multi-Position Air Handler with All-Aluminum A-Coil — 2 Ton |  |  | yes |  | 2283.59 | 3197.03 |  | BIVA-24RCB-M20X |  | y |  | Bosch | Glacier Supply
Installs | Air Handler | Bosch | [18 empty] | Bosch BVA Multi-Position Air Handler with All-Aluminum A-Coil — 3 Ton |  |  | yes |  | 2696.69 | 3775.37 |  | BIVA-36RCB-M20X |  | y |  | Bosch | Glacier Supply
Installs | Air Handler | Bosch | [18 empty] | Bosch BVA Multi-Position Air Handler with All-Aluminum A-Coil — 3 Ton |  |  | yes |  | 2696.69 | 3775.37 |  | BIVA-36RCB-M20X |  | y |  | Bosch | Glacier Supply
Installs | Air Handler | Bosch | [18 empty] | Bosch BVA Multi-Position Air Handler with All-Aluminum A-Coil — 4 Ton |  |  | yes |  | 2920.6 | 4088.84 |  | BIVA-48RCB-M20X |  | y |  | Bosch | Glacier Supply
Installs | Air Handler | Bosch | [18 empty] | Bosch BVA Multi-Position Air Handler with All-Aluminum A-Coil — 5 Ton |  |  | yes |  | 4063.06 | 5688.29 |  | BIVA-60RCB-M20X |  | y |  | Bosch | Glacier Supply
Installs | Heat Pump | Bosch | [18 empty] | Bosch IDS Premium / 2.0 Inverter Heat Pump Condenser — 3 Ton |  |  | yes |  | 4308.58 | 6032.01 |  | BOVA-36RTB-M20S |  | y |  | Bosch | Glacier Supply
Installs | Heat Pump | Bosch | [18 empty] | Bosch IDS Premium / 2.0 Inverter Heat Pump Condenser — 3 Ton |  |  | yes |  | 4308.58 | 6032.01 |  | BOVA-36RTB-M20S |  | y |  | Bosch | Glacier Supply
Installs | Heat Pump | Bosch | [18 empty] | Bosch IDS Premium / 2.0 Inverter Heat Pump Condenser — 5 Ton |  |  | yes |  | 5557.82 | 7780.95 |  | BOVA-60RTB-M20S |  | y |  | Bosch | Glacier Supply
Installs | Heat Pump | Bosch | [18 empty] | Bosch IDS Premium / 2.0 Inverter Heat Pump Condenser — 5 Ton |  |  | yes |  | 5557.82 | 7780.95 |  | BOVA-60RTB-M20S |  | y |  | Bosch | Glacier Supply
Installs | Air Handler | Bosch | [18 empty] | Bosch BVA Multi-Position Air Handler with All-Aluminum A-Coil — 2 Ton |  |  | yes |  | 2283.59 | 3197.03 |  | BIVA-24RCB-M20X |  | y |  | Bosch | Glacier Supply
Installs | Air Handler | Bosch | [18 empty] | Bosch BVA Multi-Position Air Handler with All-Aluminum A-Coil — 3 Ton |  |  | yes |  | 2696.69 | 3775.37 |  | BIVA-36RCB-M20X |  | y |  | Bosch | Glacier Supply
Installs | Air Handler | Bosch | [18 empty] | Bosch BVA Multi-Position Air Handler with All-Aluminum A-Coil — 4 Ton |  |  | yes |  | 2920.6 | 4088.84 |  | BIVA-48RCB-M20X |  | y |  | Bosch | Glacier Supply
Installs | Air Handler | Bosch | [18 empty] | Bosch BVA Multi-Position Air Handler with All-Aluminum A-Coil — 5 Ton |  |  | yes |  | 4063.06 | 5688.29 |  | BIVA-60RCB-M20X |  | y |  | Bosch | Glacier Supply
Installs | Heat Pump | Bosch | [18 empty] | Bosch IDS Inverter Heat Pump Condenser — 5 Ton |  |  | yes |  | 6329.53 | 8861.34 |  | BOVA-60MTB-M19E |  | y |  | Bosch | Glacier Supply
Installs | Heat Pump | Bosch | [18 empty] | Bosch IDS Inverter Heat Pump Condenser — 5 Ton |  |  | yes |  | 6329.53 | 8861.34 |  | BOVA-60MTB-M19E |  | y |  | Bosch | Glacier Supply
Installs | Air Handler | Bosch | [18 empty] | Bosch BVA Multi-Position Air Handler with All-Aluminum A-Coil — 4 Ton |  |  | yes |  | 2978.71 | 4170.19 |  | BIVA-48MCB-M19X |  | y |  | Bosch | Glacier Supply
Installs | Air Handler | Bosch | [18 empty] | Bosch BVA Multi-Position Air Handler with All-Aluminum A-Coil — 5 Ton |  |  | yes |  | 4144.15 | 5801.82 |  | BIVA-60MCB-M19X |  | y |  | Bosch | Glacier Supply
Installs | Accessories | Bosch | [18 empty] | IDS Accessory 5KW |  |  | yes |  | 139.86 | 195.8 |  | 81-0828-00 |  |  |  | Bosch | Glacier Supply
Installs | Accessories | Bosch | [18 empty] | IDS Accessory 8KW |  |  | yes |  | 200.99 | 281.38 |  | 81-0829-00 |  |  |  | Bosch | Glacier Supply
Installs | Accessories | Bosch | [18 empty] | IDS Accessory 10KW |  |  | yes |  | 204.89 | 286.84 |  | 81-0830-00 |  |  |  | Bosch | Glacier Supply
Installs | Accessories | Bosch | [18 empty] | IDS Accessory 15KW |  |  | yes |  | 380.53 | 532.74 |  | 81-0831-00 |  |  |  | Bosch | Glacier Supply
Installs | Accessories | Bosch | [18 empty] | IDS Accessory 20KW |  |  | yes |  | 450.63 | 630.88 |  | 81-0832-00 |  |  |  | Bosch | Glacier Supply
Installs | Furnace | Bosch | [18 empty] | Furnace 96% — 60,000 BTU |  |  | yes |  | 2275.16 | 3185.23 |  | BGH96M060B3C |  | y |  | Bosch | Glacier Supply
Installs | Furnace | Bosch | [18 empty] | Furnace 96% — 80,000 BTU |  |  | yes |  | 2343.79 | 3281.3 |  | BGH96M080B3C |  | y |  | Bosch | Glacier Supply
Installs | Furnace | Bosch | [18 empty] | Furnace 96% — 80,000 BTU |  |  | yes |  | 2551.42 | 3571.99 |  | BGH96M080C4C |  | y |  | Bosch | Glacier Supply
Installs | Furnace | Bosch | [18 empty] | Furnace 96% — 100,000 BTU |  |  | yes |  | 2670.19 | 3738.27 |  | BGH96M100C5C |  | y |  | Bosch | Glacier Supply
Installs | Furnace | Bosch | [18 empty] | Furnace 96% — 100,000 BTU |  |  | yes |  | 2769.61 | 3877.45 |  | BGH96M100D5C |  | y |  | Bosch | Glacier Supply
Installs | Furnace | Bosch | [18 empty] | Furnace 96% — 120,000 BTU |  |  | yes |  | 2967.13 | 4153.98 |  | BGH96M120D5C |  | y |  | Bosch | Glacier Supply
Installs | Accessories | Bosch | [18 empty] | Inverter Ducted Packaged- IDP PREMIUM |  |  | yes |  | 5990.61 | 8386.86 |  | BRBA-36HWD1N1-M18 |  |  |  | Bosch | Glacier Supply
Installs | Accessories | Bosch | [18 empty] | Inverter Ducted Packaged- IDP PREMIUM |  |  | yes |  | 7877.81 | 11028.94 |  | BRBA-60HWD1N1-M18 |  |  |  | Bosch | Glacier Supply
Installs | Accessories | Bosch | [18 empty] | Inverter Ducted Packaged- IDP PLUS |  |  | yes |  | 4497.86 | 6297 |  | BRCA-36HWD1N1-M15 |  |  |  | Bosch | Glacier Supply
Installs | Accessories | Bosch | [18 empty] | Inverter Ducted Packaged- IDP PLUS |  |  | yes |  | 5827.22 | 8158.11 |  | BRCA-60HWD1N1-M15 |  |  |  | Bosch | Glacier Supply
Installs | Accessories | Bosch | [18 empty] | IDP Electric Heat Kits |  |  | yes |  | 0 | 0 |  | EHK2-05J |  |  |  | Bosch | Glacier Supply
Installs | Accessories | Bosch | [18 empty] | IDP Electric Heat Kits |  |  | yes |  | 0 | 0 |  | EHK2-08J |  |  |  | Bosch | Glacier Supply
Installs | Accessories | Bosch | [18 empty] | IDP Electric Heat Kits |  |  | yes |  | 0 | 0 |  | EHK2-10J |  |  |  | Bosch | Glacier Supply
Installs | Accessories | Bosch | [18 empty] | IDP Electric Heat Kits |  |  | yes |  | 0 | 0 |  | EHK2-15J |  |  |  | Bosch | Glacier Supply
Installs | Accessories | Bosch | [18 empty] | IDP Electric Heat Kits |  |  | yes |  | 0 | 0 |  | EHK2-20J |  |  |  | Bosch | Glacier Supply
Installs | Accessories | Bosch | [18 empty] | IDP Electric Heat Kits |  |  | yes |  | 0 | 0 |  | EHK2-05J |  |  |  | Bosch | Glacier Supply
Installs | Accessories | Bosch | [18 empty] | IDP Electric Heat Kits |  |  | yes |  | 0 | 0 |  | EHK2-08J |  |  |  | Bosch | Glacier Supply
Installs | Accessories | Bosch | [18 empty] | IDP Electric Heat Kits |  |  | yes |  | 0 | 0 |  | EHK2-10J |  |  |  | Bosch | Glacier Supply
Installs | Accessories | Bosch | [18 empty] | IDP Electric Heat Kits |  |  | yes |  | 0 | 0 |  | EHK2-15J |  |  |  | Bosch | Glacier Supply
Installs | Accessories | Bosch | [18 empty] | IDP Electric Heat Kits |  |  | yes |  | 0 | 0 |  | EHK2-20J |  |  |  | Bosch | Glacier Supply
Installs | Accessories | Bosch | [18 empty] | A2L ACCESSORY BOX |  |  | yes |  | 80.22 | 112.31 |  | 8733967005 |  |  |  | Bosch | Glacier Supply
Installs | Air Handler | Bosch | [18 empty] | Bosch Climate 5000 Wall-Mounted Indoor Unit — 0.5 Ton |  |  | yes |  | 499.73 | 699.62 |  | BMS500-AAU006-1AHWXD |  | y |  | Bosch | Glacier Supply
Installs | Air Handler | Bosch | [18 empty] | Bosch Climate 5000 Wall-Mounted Indoor Unit — 0.75 Ton |  |  | yes |  | 584.63 | 818.49 |  | BMS500-AAU009-1AHWXD |  | y |  | Bosch | Glacier Supply
Installs | Air Handler | Bosch | [18 empty] | Bosch Climate 5000 Wall-Mounted Indoor Unit — 1 Ton |  |  | yes |  | 670.41 | 938.57 |  | BMS500-AAU012-1AHWXD |  | y |  | Bosch | Glacier Supply
Installs | Air Handler | Bosch | [18 empty] | Bosch Climate 5000 Wall-Mounted Indoor Unit — 1.5 Ton |  |  | yes |  | 846.81 | 1185.54 |  | BMS500-AAU018-1AHWXD |  | y |  | Bosch | Glacier Supply
Installs | Air Handler | Bosch | [18 empty] | Bosch Climate 5000 Wall-Mounted Indoor Unit — 2 Ton |  |  | yes |  | 994.62 | 1392.47 |  | BMS500-AAU024-1AHWXD |  | y |  | Bosch | Glacier Supply
Installs | Air Handler | Bosch | [18 empty] | Bosch Climate 5000 Wall-Mounted Indoor Unit — 2.5 Ton |  |  | yes |  | 1058.4 | 1481.76 |  | BMS500-AAU030-1AHWXD |  | y |  | Bosch | Glacier Supply
Installs | Air Handler | Bosch | [18 empty] | Bosch Climate 5000 Wall-Mounted Indoor Unit — 3 Ton |  |  | yes |  | 1119.11 | 1566.75 |  | BMS500-AAU036-1AHWXD |  | y |  | Bosch | Glacier Supply
Installs | Heat Pump | Bosch | [18 empty] | Bosch Climate 5000 Regular Single-Zone Ductless Heat Pump Outdoor Unit — 0.75 Ton |  |  | yes |  | 918.08 | 1285.31 |  | BMS500-AAS009-1CSXRD |  | y |  | Bosch | Glacier Supply
Installs | Heat Pump | Bosch | [18 empty] | Bosch Climate 5000 Regular Single-Zone Ductless Heat Pump Outdoor Unit — 0.75 Ton |  |  | yes |  | 918.08 | 1285.31 |  | BMS500-AAS009-1CSXRD |  | y |  | Bosch | Glacier Supply
Installs | Heat Pump | Bosch | [18 empty] | Bosch Climate 5000 Regular Single-Zone Ductless Heat Pump Outdoor Unit — 1 Ton |  |  | yes |  | 1001.21 | 1401.7 |  | BMS500-AAS012-1CSXRD |  | y |  | Bosch | Glacier Supply
Installs | Heat Pump | Bosch | [18 empty] | Bosch Climate 5000 Regular Single-Zone Ductless Heat Pump Outdoor Unit — 1.5 Ton |  |  | yes |  | 1418.24 | 1985.53 |  | BMS500-AAS018-1CSXRD |  | y |  | Bosch | Glacier Supply
Installs | Heat Pump | Bosch | [18 empty] | Bosch Climate 5000 Regular Single-Zone Ductless Heat Pump Outdoor Unit — 2 Ton |  |  | yes |  | 1543.17 | 2160.44 |  | BMS500-AAS024-1CSXRD |  | y |  | Bosch | Glacier Supply
Installs | Heat Pump | Bosch | [18 empty] | Bosch Climate 5000 Regular Single-Zone Ductless Heat Pump Outdoor Unit — 2.5 Ton |  |  | yes |  | 2093.04 | 2930.26 |  | BMS500-AAS030-1CSXRD |  | y |  | Bosch | Glacier Supply
Installs | Heat Pump | Bosch | [18 empty] | Bosch Climate 5000 Regular Single-Zone Ductless Heat Pump Outdoor Unit — 3 Ton |  |  | yes |  | 2645.12 | 3703.17 |  | BMS500-AAS036-1CSXRD |  | y |  | Bosch | Glacier Supply
Installs | Air Handler | Bosch | [18 empty] | Bosch Climate 5000 Wall-Mounted Indoor Unit — 0.75 Ton |  |  | yes |  | 584.63 | 818.49 |  | BMS500-AAU009-1AHWXD |  | y |  | Bosch | Glacier Supply
Installs | Air Handler | Bosch | [18 empty] | Bosch Climate 5000 Wall-Mounted Indoor Unit — 1 Ton |  |  | yes |  | 670.41 | 938.57 |  | BMS500-AAU012-1AHWXD |  | y |  | Bosch | Glacier Supply
Installs | Air Handler | Bosch | [18 empty] | Bosch Climate 5000 Wall-Mounted Indoor Unit — 1.5 Ton |  |  | yes |  | 846.81 | 1185.54 |  | BMS500-AAU018-1AHWXD |  | y |  | Bosch | Glacier Supply
Installs | Air Handler | Bosch | [18 empty] | Bosch Climate 5000 Wall-Mounted Indoor Unit — 2 Ton |  |  | yes |  | 994.62 | 1392.47 |  | BMS500-AAU024-1AHWXD |  | y |  | Bosch | Glacier Supply
Installs | Heat Pump | Bosch | [18 empty] | Bosch Climate 5000 Max Performance Single-Zone Ductless Heat Pump Outdoor Unit — 0.75 Ton |  |  | yes |  | 1287.15 | 1802.01 |  | BMS500-AAS009-1CSXHD |  | y |  | Bosch | Glacier Supply
Installs | Heat Pump | Bosch | [18 empty] | Bosch Climate 5000 Max Performance Single-Zone Ductless Heat Pump Outdoor Unit — 1 Ton |  |  | yes |  | 1384.81 | 1938.73 |  | BMS500-AAS012-1CSXHD |  | y |  | Bosch | Glacier Supply
Installs | Heat Pump | Bosch | [18 empty] | Bosch Climate 5000 Max Performance Single-Zone Ductless Heat Pump Outdoor Unit — 1.5 Ton |  |  | yes |  | 1791.72 | 2508.41 |  | BMS500-AAS018-1CSXHD |  | y |  | Bosch | Glacier Supply
Installs | Heat Pump | Bosch | [18 empty] | Bosch Climate 5000 Max Performance Single-Zone Ductless Heat Pump Outdoor Unit — 2 Ton |  |  | yes |  | 2219.3 | 3107.02 |  | BMS500-AAS024-1CSXHD |  | y |  | Bosch | Glacier Supply
Installs | Air Handler | Bosch | [18 empty] | Bosch Climate 5000 Indoor Unit — 1 Ton |  |  | yes |  | 0 | 0 |  | BMS500-AAU012-0AHWXD |  | y |  | Bosch | Glacier Supply
Installs | Heat Pump | Bosch | [18 empty] | Bosch Climate 5000 Regular Single-Zone Ductless Heat Pump Outdoor Unit — 1 Ton |  |  | yes |  | 0 | 0 |  | BMS500-AAS012-OCSXRD |  | y |  | Bosch | Glacier Supply
Installs | Air Handler | Bosch | [18 empty] | Bosch Climate 5000 One-Way Ceiling Cassette — 0.75 Ton |  |  | yes |  | 1621.92 | 2270.68 |  | BMS500-AAU009-1AHZXD |  | y |  | Bosch | Glacier Supply
Installs | Air Handler | Bosch | [18 empty] | Bosch Climate 5000 One-Way Ceiling Cassette — 1 Ton |  |  | yes |  | 1663.7 | 2329.18 |  | BMS500-AAU012-1AHZXD |  | y |  | Bosch | Glacier Supply
Installs | Air Handler | Bosch | [18 empty] | Bosch Climate 5000 One-Way Ceiling Cassette — 1.5 Ton |  |  | yes |  | 1685.7 | 2359.98 |  | BMS500-AAU018-1AHZXD |  | y |  | Bosch | Glacier Supply
Installs | Heat Pump | Bosch | [18 empty] | Bosch Climate 5000 Regular Single-Zone Ductless Heat Pump Outdoor Unit — 0.75 Ton |  |  | yes |  | 918.08 | 1285.31 |  | BMS500-AAS009-1CSXRD |  | y |  | Bosch | Glacier Supply
Installs | Heat Pump | Bosch | [18 empty] | Bosch Climate 5000 Regular Single-Zone Ductless Heat Pump Outdoor Unit — 1 Ton |  |  | yes |  | 1001.21 | 1401.7 |  | BMS500-AAS012-1CSXRD |  | y |  | Bosch | Glacier Supply
Installs | Heat Pump | Bosch | [18 empty] | Bosch Climate 5000 Regular Single-Zone Ductless Heat Pump Outdoor Unit — 1.5 Ton |  |  | yes |  | 1418.24 | 1985.53 |  | BMS500-AAS018-1CSXRD |  | y |  | Bosch | Glacier Supply
Installs | Air Handler | Bosch | [18 empty] | Bosch Climate 5000 One-Way Ceiling Cassette — 0.75 Ton |  |  | yes |  | 1621.92 | 2270.68 |  | BMS500-AAU009-1AHZXD |  | y |  | Bosch | Glacier Supply
Installs | Air Handler | Bosch | [18 empty] | Bosch Climate 5000 One-Way Ceiling Cassette — 1 Ton |  |  | yes |  | 1663.7 | 2329.18 |  | BMS500-AAU012-1AHZXD |  | y |  | Bosch | Glacier Supply
Installs | Air Handler | Bosch | [18 empty] | Bosch Climate 5000 One-Way Ceiling Cassette — 1.5 Ton |  |  | yes |  | 1685.7 | 2359.98 |  | BMS500-AAU018-1AHZXD |  | y |  | Bosch | Glacier Supply
Installs | Heat Pump | Bosch | [18 empty] | Bosch Climate 5000 Max Performance Single-Zone Ductless Heat Pump Outdoor Unit — 0.75 Ton |  |  | yes |  | 1287.15 | 1802.01 |  | BMS500-AAS009-1CSXHD |  | y |  | Bosch | Glacier Supply
Installs | Heat Pump | Bosch | [18 empty] | Bosch Climate 5000 Max Performance Single-Zone Ductless Heat Pump Outdoor Unit — 1 Ton |  |  | yes |  | 1384.81 | 1938.73 |  | BMS500-AAS012-1CSXHD |  | y |  | Bosch | Glacier Supply
Installs | Heat Pump | Bosch | [18 empty] | Bosch Climate 5000 Max Performance Single-Zone Ductless Heat Pump Outdoor Unit — 1.5 Ton |  |  | yes |  | 1791.72 | 2508.41 |  | BMS500-AAS018-1CSXHD |  | y |  | Bosch | Glacier Supply
Installs | Air Handler | Bosch | [18 empty] | Bosch Climate 5000 4-Way Ceiling Cassette — 0.75 Ton |  |  | yes |  | 819.54 | 1147.35 |  | BMS500-AAU009-1AHCXD |  | y |  | Bosch | Glacier Supply
Installs | Air Handler | Bosch | [18 empty] | Bosch Climate 5000 4-Way Ceiling Cassette — 1 Ton |  |  | yes |  | 930.39 | 1302.55 |  | BMS500-AAU012-1AHCXD |  | y |  | Bosch | Glacier Supply
Installs | Air Handler | Bosch | [18 empty] | Bosch Climate 5000 4-Way Ceiling Cassette — 1.5 Ton |  |  | yes |  | 1138.46 | 1593.85 |  | BMS500-AAU018-1AHCXD |  | y |  | Bosch | Glacier Supply
Installs | Air Handler | Bosch | [18 empty] | Bosch Climate 5000 4-Way Ceiling Cassette — 2 Ton |  |  | yes |  | 1459.59 | 2043.42 |  | BMS500-AAU024-1AHCXD |  | y |  | Bosch | Glacier Supply
Installs | Air Handler | Bosch | [18 empty] | Bosch Climate 5000 4-Way Ceiling Cassette — 3 Ton |  |  | yes |  | 1650.5 | 2310.71 |  | BMS500-AAU036-1AHCXD |  | y |  | Bosch | Glacier Supply
Installs | Air Handler | Bosch | [18 empty] | Bosch Climate 5000 4-Way Ceiling Cassette — 4 Ton |  |  | yes |  | 1995.83 | 2794.16 |  | BMS500-AAU048-1AHCXD |  | y |  | Bosch | Glacier Supply
Installs | Heat Pump | Bosch | [18 empty] | Bosch Climate 5000 Regular Single-Zone Ductless Heat Pump Outdoor Unit — 0.75 Ton |  |  | yes |  | 918.08 | 1285.31 |  | BMS500-AAS009-1CSXRD |  | y |  | Bosch | Glacier Supply
Installs | Heat Pump | Bosch | [18 empty] | Bosch Climate 5000 Regular Single-Zone Ductless Heat Pump Outdoor Unit — 1 Ton |  |  | yes |  | 1001.21 | 1401.7 |  | BMS500-AAS012-1CSXRD |  | y |  | Bosch | Glacier Supply
Installs | Heat Pump | Bosch | [18 empty] | Bosch Climate 5000 Regular Single-Zone Ductless Heat Pump Outdoor Unit — 1.5 Ton |  |  | yes |  | 1418.24 | 1985.53 |  | BMS500-AAS018-1CSXRD |  | y |  | Bosch | Glacier Supply
Installs | Heat Pump | Bosch | [18 empty] | Bosch Climate 5000 Regular Single-Zone Ductless Heat Pump Outdoor Unit — 2 Ton |  |  | yes |  | 1543.17 | 2160.44 |  | BMS500-AAS024-1CSXRD |  | y |  | Bosch | Glacier Supply
Installs | Air Handler | Bosch | [18 empty] | Bosch Climate 5000 Slim Ducted Indoor Unit — 0.75 Ton |  |  | yes |  | 844.61 | 1182.45 |  | BMS500-AAU009-1AHDXD |  | y |  | Bosch | Glacier Supply
Installs | Air Handler | Bosch | [18 empty] | Bosch Climate 5000 Slim Ducted Indoor Unit — 1 Ton |  |  | yes |  | 866.17 | 1212.64 |  | BMS500-AAU012-1AHDXD |  | y |  | Bosch | Glacier Supply
Installs | Air Handler | Bosch | [18 empty] | Bosch Climate 5000 Slim Ducted Indoor Unit — 1.5 Ton |  |  | yes |  | 1028.05 | 1439.27 |  | BMS500-AAU018-1AHDXD |  | y |  | Bosch | Glacier Supply
Installs | Air Handler | Bosch | [18 empty] | Bosch Climate 5000 Slim Ducted Indoor Unit — 2 Ton |  |  | yes |  | 1294.63 | 1812.48 |  | BMS500-AAU024-1AHDXD |  | y |  | Bosch | Glacier Supply
Installs | Air Handler | Bosch | [18 empty] | Bosch Climate 5000 Slim Ducted Indoor Unit — 3 Ton |  |  | yes |  | 1482.03 | 2074.84 |  | BMS500-AAU036-1AHDXD |  | y |  | Bosch | Glacier Supply
Installs | Air Handler | Bosch | [18 empty] | Bosch Climate 5000 Slim Ducted Indoor Unit — 4 Ton |  |  | yes |  | 1723.09 | 2412.33 |  | BMS500-AAU048-1AHDXD |  | y |  | Bosch | Glacier Supply
Installs | Air Handler | Bosch | [18 empty] | Bosch Climate 5000 Slim Ducted Indoor Unit — 5 Ton |  |  | yes |  | 2404.94 | 3366.91 |  | BMS500-AAU060-1AHDXD |  | y |  | Bosch | Glacier Supply
Installs | Heat Pump | Bosch | [18 empty] | Bosch Climate 5000 Regular Single-Zone Ductless Heat Pump Outdoor Unit — 0.75 Ton |  |  | yes |  | 918.08 | 1285.31 |  | BMS500-AAS009-1CSXRD |  | y |  | Bosch | Glacier Supply
Installs | Heat Pump | Bosch | [18 empty] | Bosch Climate 5000 Regular Single-Zone Ductless Heat Pump Outdoor Unit — 1 Ton |  |  | yes |  | 1001.21 | 1401.7 |  | BMS500-AAS012-1CSXRD |  | y |  | Bosch | Glacier Supply
Installs | Heat Pump | Bosch | [18 empty] | Bosch Climate 5000 Regular Single-Zone Ductless Heat Pump Outdoor Unit — 1.5 Ton |  |  | yes |  | 1418.24 | 1985.53 |  | BMS500-AAS018-1CSXRD |  | y |  | Bosch | Glacier Supply
Installs | Heat Pump | Bosch | [18 empty] | Bosch Climate 5000 Regular Single-Zone Ductless Heat Pump Outdoor Unit — 2 Ton |  |  | yes |  | 1543.17 | 2160.44 |  | BMS500-AAS024-1CSXRD |  | y |  | Bosch | Glacier Supply
Installs | Heat Pump | Bosch | [18 empty] | Bosch Climate 5000 Regular Single-Zone Ductless Heat Pump Outdoor Unit — 3 Ton |  |  | yes |  | 3378 | 4729.2 |  | BMS500-AAS036-1CSXLD |  | y |  | Bosch | Glacier Supply
Installs | Heat Pump | Bosch | [18 empty] | Bosch Climate 5000 Regular Single-Zone Ductless Heat Pump Outdoor Unit — 4 Ton |  |  | yes |  | 4367.33 | 6114.26 |  | BMS500-AAS048-1CSXLD |  | y |  | Bosch | Glacier Supply
Installs | Heat Pump | Bosch | [18 empty] | Bosch Climate 5000 Regular Single-Zone Ductless Heat Pump Outdoor Unit — 5 Ton |  |  | yes |  | 4776.43 | 6687.01 |  | BMS500-AAS060-1CSXLD |  | y |  | Bosch | Glacier Supply
Installs | Air Handler | Bosch | [18 empty] | Bosch Climate 5000 Slim Ducted Indoor Unit — 0.75 Ton |  |  | yes |  | 844.61 | 1182.45 |  | BMS500-AAU009-1AHDXD |  | y |  | Bosch | Glacier Supply
Installs | Air Handler | Bosch | [18 empty] | Bosch Climate 5000 Slim Ducted Indoor Unit — 1 Ton |  |  | yes |  | 866.17 | 1212.64 |  | BMS500-AAU012-1AHDXD |  | y |  | Bosch | Glacier Supply
Installs | Air Handler | Bosch | [18 empty] | Bosch Climate 5000 Slim Ducted Indoor Unit — 1.5 Ton |  |  | yes |  | 1028.05 | 1439.27 |  | BMS500-AAU018-1AHDXD |  | y |  | Bosch | Glacier Supply
Installs | Air Handler | Bosch | [18 empty] | Bosch Climate 5000 Slim Ducted Indoor Unit — 2 Ton |  |  | yes |  | 1294.63 | 1812.48 |  | BMS500-AAU024-1AHDXD |  | y |  | Bosch | Glacier Supply
Installs | Heat Pump | Bosch | [18 empty] | Bosch Climate 5000 Max Performance Single-Zone Ductless Heat Pump Outdoor Unit — 0.75 Ton |  |  | yes |  | 1287.15 | 1802.01 |  | BMS500-AAS009-1CSXHD |  | y |  | Bosch | Glacier Supply
Installs | Heat Pump | Bosch | [18 empty] | Bosch Climate 5000 Max Performance Single-Zone Ductless Heat Pump Outdoor Unit — 1 Ton |  |  | yes |  | 1384.81 | 1938.73 |  | BMS500-AAS012-1CSXHD |  | y |  | Bosch | Glacier Supply
Installs | Heat Pump | Bosch | [18 empty] | Bosch Climate 5000 Max Performance Single-Zone Ductless Heat Pump Outdoor Unit — 1.5 Ton |  |  | yes |  | 1791.72 | 2508.41 |  | BMS500-AAS018-1CSXHD |  | y |  | Bosch | Glacier Supply
Installs | Heat Pump | Bosch | [18 empty] | Bosch Climate 5000 Max Performance Single-Zone Ductless Heat Pump Outdoor Unit — 2 Ton |  |  | yes |  | 2219.3 | 3107.02 |  | BMS500-AAS024-1CSXHD |  | y |  | Bosch | Glacier Supply
Installs | HVAC | Bosch | [18 empty] | Bosch BMS-WT2-XXD |  |  | yes |  | 158.81 | 222.33 |  | BMS-WT2-XXD |  |  |  | Bosch | Glacier Supply
Installs | HVAC | Bosch | [18 empty] | Bosch BMS-DRY-XXD |  |  | yes |  | 279.78 | 391.69 |  | BMS-DRY-XXD |  |  |  | Bosch | Glacier Supply
Installs | Heat Pump | Bosch | [18 empty] | Bosch Climate 5000 Regular Multi-Zone Ductless Heat Pump Outdoor Unit — 1.5 Ton (up to 3 zones) |  |  | yes |  | 1482.91 | 2076.07 |  | BMS500-AAM018-1CSXRD |  | y |  | Bosch | Glacier Supply
Installs | Heat Pump | Bosch | [18 empty] | Bosch Climate 5000 Regular Multi-Zone Ductless Heat Pump Outdoor Unit — 2.25 Ton (up to 4 zones) |  |  | yes |  | 1756.08 | 2458.51 |  | BMS500-AAM027-1CSXRD |  | y |  | Bosch | Glacier Supply
Installs | Heat Pump | Bosch | [18 empty] | Bosch Climate 5000 Regular Multi-Zone Ductless Heat Pump Outdoor Unit — 3 Ton (up to 5 zones) |  |  | yes |  | 2872.55 | 4021.57 |  | BMS500-AAM036-1CSXRD |  | y |  | Bosch | Glacier Supply
Installs | Heat Pump | Bosch | [18 empty] | Bosch Climate 5000 Regular Multi-Zone Ductless Heat Pump Outdoor Unit — 4 Ton (up to 5 zones) |  |  | yes |  | 3734.32 | 5228.04 |  | BMS500-AAM048-1CSXRD |  | y |  | Bosch | Glacier Supply
Installs | Heat Pump | Bosch | [18 empty] | Bosch Climate 5000 Max Performance Multi-Zone Ductless Heat Pump Outdoor Unit — 1.5 Ton (up to 3 zones) |  |  | yes |  | 2696.15 | 3774.61 |  | BMS500-AAM018-1CSXHD |  | y |  | Bosch | Glacier Supply
Installs | Heat Pump | Bosch | [18 empty] | Bosch Climate 5000 Max Performance Multi-Zone Ductless Heat Pump Outdoor Unit — 2.25 Ton (up to 4 zones) |  |  | yes |  | 3121.1 | 4369.53 |  | BMS500-AAM027-1CSXHD |  | y |  | Bosch | Glacier Supply
Installs | Heat Pump | Bosch | [18 empty] | Bosch Climate 5000 Max Performance Multi-Zone Ductless Heat Pump Outdoor Unit — 3 Ton (up to 5 zones) |  |  | yes |  | 4336.1 | 6070.54 |  | BMS500-AAM036-1CSXHD |  | y |  | Bosch | Glacier Supply
Installs | Heat Pump | Bosch | [18 empty] | Bosch Climate 5000 Max Performance Multi-Zone Ductless Heat Pump Outdoor Unit — 4 Ton (up to 5 zones) |  |  | yes |  | 4871.9 | 6820.66 |  | BMS500-AAM048-1CSXHD |  | y |  | Bosch | Glacier Supply
Installs | Air Handler | Bosch | [18 empty] | Bosch Climate 5000 Wall-Mounted Indoor Unit — 0.5 Ton |  |  | yes |  | 499.73 | 699.62 |  | BMS500-AAU006-1AHWXD |  | y |  | Bosch | Glacier Supply
Installs | Air Handler | Bosch | [18 empty] | Bosch Climate 5000 Wall-Mounted Indoor Unit — 0.75 Ton |  |  | yes |  | 584.63 | 818.49 |  | BMS500-AAU009-1AHWXD |  | y |  | Bosch | Glacier Supply
Installs | Air Handler | Bosch | [18 empty] | Bosch Climate 5000 Wall-Mounted Indoor Unit — 1 Ton |  |  | yes |  | 670.41 | 938.57 |  | BMS500-AAU012-1AHWXD |  | y |  | Bosch | Glacier Supply
Installs | Air Handler | Bosch | [18 empty] | Bosch Climate 5000 Wall-Mounted Indoor Unit — 1.5 Ton |  |  | yes |  | 846.81 | 1185.54 |  | BMS500-AAU018-1AHWXD |  | y |  | Bosch | Glacier Supply
Installs | Air Handler | Bosch | [18 empty] | Bosch Climate 5000 Wall-Mounted Indoor Unit — 2 Ton |  |  | yes |  | 994.62 | 1392.47 |  | BMS500-AAU024-1AHWXD |  | y |  | Bosch | Glacier Supply
Installs | Air Handler | Bosch | [18 empty] | Bosch Climate 5000 Wall-Mounted Indoor Unit — 2.5 Ton |  |  | yes |  | 1058.4 | 1481.76 |  | BMS500-AAU030-1AHWXD |  | y |  | Bosch | Glacier Supply
Installs | Air Handler | Bosch | [18 empty] | Bosch Climate 5000 Wall-Mounted Indoor Unit — 3 Ton |  |  | yes |  | 1119.11 | 1566.75 |  | BMS500-AAU036-1AHWXD |  | y |  | Bosch | Glacier Supply
Installs | Air Handler | Bosch | [18 empty] | Bosch Climate 5000 4-Way Ceiling Cassette — 0.75 Ton |  |  | yes |  | 819.54 | 1147.35 |  | BMS500-AAU009-1AHCXD |  | y |  | Bosch | Glacier Supply
Installs | Air Handler | Bosch | [18 empty] | Bosch Climate 5000 4-Way Ceiling Cassette — 1 Ton |  |  | yes |  | 930.39 | 1302.55 |  | BMS500-AAU012-1AHCXD |  | y |  | Bosch | Glacier Supply
Installs | Air Handler | Bosch | [18 empty] | Bosch Climate 5000 4-Way Ceiling Cassette — 1.5 Ton |  |  | yes |  | 1138.46 | 1593.85 |  | BMS500-AAU018-1AHCXD |  | y |  | Bosch | Glacier Supply
Installs | Air Handler | Bosch | [18 empty] | Bosch Climate 5000 4-Way Ceiling Cassette — 2 Ton |  |  | yes |  | 1459.59 | 2043.42 |  | BMS500-AAU024-1AHCXD |  | y |  | Bosch | Glacier Supply
Installs | Air Handler | Bosch | [18 empty] | Bosch Climate 5000 One-Way Ceiling Cassette — 0.75 Ton |  |  | yes |  | 1621.92 | 2270.68 |  | BMS500-AAU009-1AHZXD |  | y |  | Bosch | Glacier Supply
Installs | Air Handler | Bosch | [18 empty] | Bosch Climate 5000 One-Way Ceiling Cassette — 1 Ton |  |  | yes |  | 1663.7 | 2329.18 |  | BMS500-AAU012-1AHZXD |  | y |  | Bosch | Glacier Supply
Installs | Air Handler | Bosch | [18 empty] | Bosch Climate 5000 One-Way Ceiling Cassette — 1.5 Ton |  |  | yes |  | 1685.7 | 2359.98 |  | BMS500-AAU018-1AHZXD |  | y |  | Bosch | Glacier Supply
Installs | Air Handler | Bosch | [18 empty] | Bosch Climate 5000 Slim Ducted Indoor Unit — 0.75 Ton |  |  | yes |  | 844.61 | 1182.45 |  | BMS500-AAU009-1AHDXD |  | y |  | Bosch | Glacier Supply
Installs | Air Handler | Bosch | [18 empty] | Bosch Climate 5000 Slim Ducted Indoor Unit — 1 Ton |  |  | yes |  | 866.17 | 1212.64 |  | BMS500-AAU012-1AHDXD |  | y |  | Bosch | Glacier Supply
Installs | Air Handler | Bosch | [18 empty] | Bosch Climate 5000 Slim Ducted Indoor Unit — 1.5 Ton |  |  | yes |  | 1028.05 | 1439.27 |  | BMS500-AAU018-1AHDXD |  | y |  | Bosch | Glacier Supply
Installs | Air Handler | Bosch | [18 empty] | Bosch Climate 5000 Slim Ducted Indoor Unit — 2 Ton |  |  | yes |  | 1294.63 | 1812.48 |  | BMS500-AAU024-1AHDXD |  | y |  | Bosch | Glacier Supply
Installs | Heat Pump | Friedrich | [18 empty] | Friedrich 16/25 |  |  | yes |  | 2152.14 | 3012.99 |  | WFPU17Y243D |  | y |  | Friedrich | Glacier Supply
Installs | Heat Pump | Friedrich | [18 empty] | Friedrich 21/30 |  |  | yes |  | 2428.36 | 3399.71 |  | WFPU17Y363D |  | y |  | Friedrich | Glacier Supply
Installs | Heat Pump | Friedrich | [18 empty] | Friedrich 33/50 |  |  | yes |  | 2783.51 | 3896.91 |  | WFPU17Y483D |  | y |  | Friedrich | Glacier Supply
Installs | Heat Pump | Friedrich | [18 empty] | Friedrich 33/50 |  |  | yes |  | 3036.97 | 4251.76 |  | WFPU17Y603D |  | y |  | Friedrich | Glacier Supply
Installs | Air Handler | Friedrich | [18 empty] | Friedrich 3.3/10 |  |  | yes |  | 1070 | 1497.99 |  | WFH24Y193D |  | y |  | Friedrich | Glacier Supply
Installs | Air Handler | Friedrich | [18 empty] | Friedrich 4.8/10 |  |  | yes |  | 1239.99 | 1735.98 |  | WFH36Y193D |  | y |  | Friedrich | Glacier Supply
Installs | Air Handler | Friedrich | [18 empty] | Friedrich 6.8/10 |  |  | yes |  | 1504.07 | 2105.69 |  | WFH48Y223D |  | y |  | Friedrich | Glacier Supply
Installs | Air Handler | Friedrich | [18 empty] | Friedrich 6.8/10 |  |  | yes |  | 1868.32 | 2615.65 |  | WFH60Y223D |  | y |  | Friedrich | Glacier Supply
Installs | Electric Heat Kit | Friedrich | [18 empty] | Friedrich 5KW Electric Heater Kit |  |  | yes |  | 113.82 | 159.35 |  | AUX5KW |  |  |  | Friedrich | Glacier Supply
Installs | Electric Heat Kit | Friedrich | [18 empty] | Friedrich 7.5KW Electric Heater Kit |  |  | yes |  | 0 | 0 |  | 21-4245-02-A2L |  |  |  | Friedrich | Glacier Supply
Installs | Electric Heat Kit | Friedrich | [18 empty] | Friedrich 10KW Electric Heater Kit |  |  | yes |  | 162.39 | 227.35 |  | AUX10KW |  |  |  | Friedrich | Glacier Supply
Installs | Electric Heat Kit | Friedrich | [18 empty] | Friedrich 15KW Electric Heater Kit |  |  | yes |  | 273.19 | 382.47 |  | AUX15KW |  |  |  | Friedrich | Glacier Supply
Installs | Electric Heat Kit | Friedrich | [18 empty] | Friedrich 20KW Electric Heater Kit |  |  | yes |  | 282.3 | 395.22 |  | AUX20KW |  |  |  | Friedrich | Glacier Supply
Installs | Reme Halo | RGF | [18 empty] | RGF Zero Whole Home In-Duct Air Purifier- w/timer |  |  | yes |  | 416.26 | 582.77 |  | ZERO-H4-AC |  | y |  | RGF | Glacier Supply
Installs | Reme Halo | RGF | [18 empty] | RGF Zero Whole Home In-Duct Air Purifier |  |  | yes |  | 424.21 | 593.9 |  | ZERO-H4-AC-T |  | y |  | RGF | Glacier Supply
Installs | Reme Halo | RGF | [18 empty] | RGF Whole Home In-Duct LED Air Purifier |  |  | yes |  | 572.4 | 801.36 |  | REME-LED-AS |  | y |  | RGF | Glacier Supply
Installs | Reme Halo | RGF | [18 empty] | RGF Replacement Cell For Zero Whole Purifier |  |  | yes |  | 178.88 | 250.43 |  | PHIC-RH-3 |  | y |  | RGF | Glacier Supply
Installs | Reme Halo | RGF | [18 empty] | RGF Replacement Cell For REME-LED |  |  | yes |  | 450.5 | 630.7 |  | PHIC-REME-LED |  | y |  | RGF | Glacier Supply
Installs | Furnance | Mortex | [18 empty] | Mortex E30 Series Electric/Fan Coil Air Handler — Model E30B3D010ABD |  |  | yes |  | 0 | 0 |  | E30B3D010ABD |  | y |  | Mortex | Glacier Supply
Installs | Furnance | Mortex | [18 empty] | Mortex E30 Series Electric/Fan Coil Air Handler — Model E30B3D012ABD |  |  | yes |  | 0 | 0 |  | E30B3D012ABD |  |  |  | Mortex | Glacier Supply
Installs | Furnance | Mortex | [18 empty] | Mortex E30 Series Electric/Fan Coil Air Handler — Model E30B3D015ABD |  |  | yes |  | 0 | 0 |  | E30B3D015ABD |  |  |  | Mortex | Glacier Supply
Installs | Furnance | Mortex | [18 empty] | Mortex E30 Series Electric/Fan Coil Air Handler — Model E30B3D020ABD |  |  | yes |  | 0 | 0 |  | E30B3D020ABD |  |  |  | Mortex | Glacier Supply
Installs | Coils | Mortex | [18 empty] | Mortex Cased Coil — Model RPM1824D14A 18" x 19.63" x 14", TXV: D |  |  | yes |  | 0 | 0 |  | RPM1824D14A |  |  |  | Mortex | Glacier Supply
Installs | Coils | Mortex | [18 empty] | Mortex Cased Coil — Model RPM3036Y20E1 18" x 19.63" x 20", TXV: Y |  |  | yes |  | 0 | 0 |  | RPM3036Y20E1 |  |  |  | Mortex | Glacier Supply
Installs | Coils | Mortex | [18 empty] | Mortex Cased Coil — Model RPM4248Y26E2 18" x 19.63" x 26.5", TXV: Y |  |  | yes |  | 0 | 0 |  | RPM4248Y26E2 |  |  |  | Mortex | Glacier Supply
Installs | Coils | Mortex | [18 empty] | Mortex Cased Coil — Model RPM1723D18A 18" x 19.63" x 18.5", TXV: D |  |  | yes |  | 0 | 0 |  | RPM1723D18A |  |  |  | Mortex | Glacier Supply
Installs | Coils | Mortex | [18 empty] | Mortex Cased Coil — Model RPM2935Y18A 18" x 19.63" x 18.5", TXV: Y |  |  | yes |  | 0 | 0 |  | RPM2935Y18A |  |  |  | Mortex | Glacier Supply
Installs | Coils | Mortex | [18 empty] | Mortex Cased Coil — Model 96-8G4DOP 18" x 19.63" x 18" |  |  | yes |  | 2859.77 | 4003.68 |  | 96-8G4DOP |  |  |  | Mortex | Glacier Supply
Installs | Coils | Mortex | [18 empty] | Mortex Cased Coil — Model 98-8G7YOP 18" x 19.63" x 24" |  |  | yes |  | 2860.83 | 4005.17 |  | 98-8G7YOP |  |  |  | Mortex | Glacier Supply
Installs | Coils | Mortex | [18 empty] | Mortex Cased Coil — Model 98-8W7N-OP 18" x 19.63" x 24.5" |  |  | yes |  | 2861.89 | 4006.65 |  | 98-8W7N-OP |  |  |  | Mortex | Glacier Supply
Installs | Coils | Mortex | [18 empty] | Mortex Cased Coil — Model 98-8W12YOP 18" x 19.63" x 34.5" |  |  | yes |  | 2862.95 | 4008.14 |  | 98-8W12YOP |  |  |  | Mortex | Glacier Supply
Installs | Coils | Mortex | [18 empty] | 1.5 - 3 Ton R22 |  |  | yes |  | 0 | 0 |  | R72DB0005 |  |  |  | Mortex | Glacier Supply
Installs | Coils | Mortex | [18 empty] | 2 - 3 Ton R410A |  |  | yes |  | 0 | 0 |  | R72DB0053 |  |  |  | Mortex | Glacier Supply
Installs | Coils | Mortex | [18 empty] | 2.5 - 4 Ton R410A |  |  | yes |  | 0 | 0 |  | R72DB0054 |  |  |  | Mortex | Glacier Supply
Installs | Coils | Mortex | [18 empty] | 2.5 - 4 Ton R410A |  |  | yes |  | 0 | 0 |  | R72DB0054HX |  |  |  | Mortex | Glacier Supply
Installs | Furnance | Mortex | [18 empty] | E30 Accessories |  |  | yes |  | 0 | 0 |  | 97-FLOB-21 |  |  |  | Mortex | Glacier Supply
Installs | Furnance | Mortex | [18 empty] | E30 Accessories |  |  | yes |  | 0 | 0 |  | 97-FLOB-27 |  |  |  | Mortex | Glacier Supply
Installs | Furnance | Mortex | [18 empty] | E30 Accessories |  |  | yes |  | 0 | 0 |  | 97-FG-24 |  |  |  | Mortex | Glacier Supply
Installs | Furnance | Mortex | [18 empty] | E30 Accessories |  |  | yes |  | 0 | 0 |  | R68BAE003 |  |  |  | Mortex | Glacier Supply
Installs | Furnance | Mortex | [18 empty] | E30 Accessories |  |  | yes |  | 0 | 0 |  | R86AA0026 |  |  |  | Mortex | Glacier Supply
Installs | Furnance | Mortex | [18 empty] | E30 Accessories |  |  | yes |  | 0 | 0 |  | R86WKT002 |  |  |  | Mortex | Glacier Supply
Installs | Unit Heater | Modine | [18 empty] | Modine Hot Dawg HD Unit Heater — 30000 BTU |  |  | yes |  | 941.77 | 1318.47 |  | HD30AS0111 |  | y |  | Modine | Glacier Supply
Installs | Unit Heater | Modine | [18 empty] | Modine Hot Dawg HD Unit Heater — 45000 BTU |  |  | yes |  | 977.91 | 1369.08 |  | HD45AS0111 |  | y |  | Modine | Glacier Supply
Installs | Unit Heater | Modine | [18 empty] | Modine Hot Dawg HD Unit Heater — 60000 BTU |  |  | yes |  | 1119.21 | 1566.9 |  | HD60AS0111 |  | y |  | Modine | Glacier Supply
Installs | Unit Heater | Modine | [18 empty] | Modine Hot Dawg HD Unit Heater — 75000 BTU |  |  | yes |  | 1152.07 | 1612.9 |  | HD75AS0111 |  | y |  | Modine | Glacier Supply
Installs | Unit Heater | Modine | [18 empty] | Modine Hot Dawg HD Unit Heater — 100000 BTU |  |  | yes |  | 1334.12 | 1867.76 |  | HD100AS0111 |  | y |  | Modine | Glacier Supply
Installs | Unit Heater | Modine | [18 empty] | Modine Hot Dawg HD Unit Heater — 125000 BTU |  |  | yes |  | 1441.24 | 2017.74 |  | HD125AS0111 |  | y |  | Modine | Glacier Supply
Installs | Unit Heater | Modine | [18 empty] | Modine Hot Dawg HD Unit Heater — 150000 BTU |  |  | yes |  | 1822.41 | 2551.37 |  | PDP150AE0130 |  | y |  | Modine | Glacier Supply
Installs | Unit Heater | Modine | [18 empty] | Modine Hot Dawg HD Unit Heater — 175000 BTU |  |  | yes |  | 1968.47 | 2755.86 |  | PDP175AE0130 |  | y |  | Modine | Glacier Supply
Installs | Unit Heater | Modine | [18 empty] | Modine Hot Dawg HD Unit Heater — 200000 BTU |  |  | yes |  | 2086.29 | 2920.81 |  | PDP200AE0130 |  | y |  | Modine | Glacier Supply
Installs | Unit Heater | Modine | [18 empty] | Modine Hot Dawg HD Unit Heater — 250000 BTU |  |  | yes |  | 2603.73 | 3645.22 |  | PDP250AE0130 |  | y |  | Modine | Glacier Supply
Installs | Unit Heater | Modine | [18 empty] | Modine Hot Dawg HD Unit Heater — LP Conversion Kit PD150 BTU |  |  | yes |  | 118.18 | 165.45 |  | 28048 |  | y |  | Modine | Glacier Supply
Installs | Unit Heater | Modine | [18 empty] | Modine Hot Dawg HD Unit Heater — LP Conversion Kit PD175 BTU |  |  | yes |  | 105.17 | 147.24 |  | 28049 |  | y |  | Modine | Glacier Supply
Installs | Unit Heater | Modine | [18 empty] | Modine Hot Dawg HD Unit Heater — LP Conversion Kit PD200 BTU |  |  | yes |  | 91.43 | 128 |  | 28050 |  | y |  | Modine | Glacier Supply
Installs | Unit Heater | Modine | [18 empty] | Modine Hot Dawg HD Unit Heater — LP Conversion Kit PDP250 BTU |  |  | yes |  | 139.73 | 195.62 |  | 28051 |  | y |  | Modine | Glacier Supply
Installs | Unit Heater | Modine | [18 empty] | Modine Hot Dawg HD Unit Heater — NG - LP Conversion Kit HD30-75K BTU |  |  | yes |  | 98.38 | 137.73 |  | 53079 |  | y |  | Modine | Glacier Supply
Installs | Unit Heater | Modine | [18 empty] | Modine Hot Dawg HD Unit Heater — NG To LP Conversion Kit HD100 BTU |  |  | yes |  | 68.33 | 95.66 |  | 53080 |  | y |  | Modine | Glacier Supply
Installs | Unit Heater | Modine | [18 empty] | Modine Hot Dawg HD Unit Heater — NG To LP Conversion Kit HD125 BTU |  |  | yes |  | 74.26 | 103.97 |  | 53081 |  | y |  | Modine | Glacier Supply
Installs | Unit Heater | Modine | [18 empty] | Modine Hot Dawg HD Unit Heater — Quickswivel "H" Low Pro BTU |  |  | yes |  | 174.05 | 243.67 |  | QSWI3000 |  | y |  | Modine | Glacier Supply
Installs | Thermostat | Resideo | [18 empty] | Resideo TH1100DH1004 Thermostat |  |  | yes |  | 38.34 | 53.68 |  | TH1100DH1004 |  |  |  | Resideo | Glacier Supply
Installs | Thermostat | Resideo | [18 empty] | Resideo TH1100DV1000 Thermostat |  |  | yes |  | 38.91 | 54.48 |  | TH1100DV1000 |  |  |  | Resideo | Glacier Supply
Installs | Thermostat | Resideo | [18 empty] | Resideo TH1110D2009 Thermostat |  |  | yes |  | 45.66 | 63.93 |  | TH1110D2009 |  |  |  | Resideo | Glacier Supply
Installs | Thermostat | Resideo | [18 empty] | Resideo TH1110E1000 Thermostat |  |  | yes |  | 28.69 | 40.17 |  | TH1110E1000 |  |  |  | Resideo | Glacier Supply
Installs | Thermostat | Resideo | [18 empty] | Resideo TH4110U2005 Thermostat |  |  | yes |  | 61.19 | 85.67 |  | TH4110U2005 |  |  |  | Resideo | Glacier Supply
Installs | Thermostat | Resideo | [18 empty] | Resideo TH4210U2002 Thermostat |  |  | yes |  | 73.98 | 103.57 |  | TH4210U2002 |  |  |  | Resideo | Glacier Supply
Installs | Thermostat | Resideo | [18 empty] | Resideo TH6110D1021 Thermostat |  |  | yes |  | 130.35 | 182.49 |  | TH6110D1021 |  |  |  | Resideo | Glacier Supply
Installs | Thermostat | Resideo | [18 empty] | Resideo TH6210U2001 Thermostat |  |  | yes |  | 87.3 | 122.22 |  | TH6210U2001 |  |  |  | Resideo | Glacier Supply
Installs | Thermostat | Resideo | [18 empty] | Resideo TH6220U2000 Thermostat |  |  | yes |  | 117.86 | 165.01 |  | TH6220U2000 |  |  |  | Resideo | Glacier Supply
Installs | Thermostat | Resideo | [18 empty] | Resideo TH6220WF2006 WiFi Thermostat |  |  | yes |  | 162.91 | 228.08 |  | TH6220WF2006 |  |  |  | Resideo | Glacier Supply
Installs | Thermostat | Resideo | [18 empty] | Resideo TH6320WF2003 WiFi Thermostat |  |  | yes |  | 219.34 | 307.07 |  | TH6320WF2003 |  |  |  | Resideo | Glacier Supply
Installs | Thermostat | Resideo | [18 empty] | Resideo TH8110R1008 Thermostat |  |  | yes |  | 235.57 | 329.8 |  | TH8110R1008 |  |  |  | Resideo | Glacier Supply
Installs | Thermostat | Resideo | [18 empty] | Resideo TH8320R1003 Thermostat |  |  | yes |  | 261.77 | 366.47 |  | TH8320R1003 |  |  |  | Resideo | Glacier Supply
Installs | Thermostat | Resideo | [18 empty] | Resideo TH8321R1001 Thermostat |  |  | yes |  | 288.18 | 403.46 |  | TH8321R1001 |  |  |  | Resideo | Glacier Supply
Installs | Thermostat | Resideo | [18 empty] | Resideo TH8321WF1001 WiFi Thermostat |  |  | yes |  | 266.64 | 373.3 |  | TH8321WF1001 |  |  |  | Resideo | Glacier Supply
Installs | Thermostat | Resideo | [18 empty] | Resideo TH9320WF5003 WiFi Thermostat |  |  | yes |  | 257.57 | 360.6 |  | TH9320WF5003 |  |  |  | Resideo | Glacier Supply
Installs | Thermostat | Resideo | [18 empty] | Resideo THX321WFS3001W WiFi Thermostat |  |  | yes |  | 295.62 | 413.87 |  | THX321WFS3001W |  |  |  | Resideo | Glacier Supply
Installs | Thermostat | Resideo | [18 empty] | Resideo THM5320R1000 Thermostat |  |  | yes |  | 194.92 | 272.89 |  | THM5320R1000 |  |  |  | Resideo | Glacier Supply
Installs | Thermostat | Resideo | [18 empty] | Resideo THM5421R1021 Thermostat |  |  | yes |  | 104.05 | 145.67 |  | THM5421R1021 |  |  |  | Resideo | Glacier Supply
Installs | Thermostat | Resideo | [18 empty] | Resideo THM6000R7001 Thermostat |  |  | yes |  | 100.53 | 140.74 |  | THM6000R7001 |  |  |  | Resideo | Glacier Supply
Installs | Thermostat | Resideo | [18 empty] | WIRELESS OUTDOOR SENSOR |  |  | yes |  | 85.82 | 120.14 |  | C7089R1013 |  |  |  | Resideo | Glacier Supply
Installs | Thermostat | Resideo | [18 empty] | STANDARD OUTDOOR TEMP SENSOR |  |  | yes |  | 39.35 | 55.09 |  | C7089U1006 |  |  |  | Resideo | Glacier Supply
Installs | Thermostat | Resideo | [18 empty] | WHITE REMOTE SENSOR - INDOOR |  |  | yes |  | 45.48 | 63.68 |  | C7189U1005 |  |  |  | Resideo | Glacier Supply
Installs | Thermostat | Resideo | [18 empty] | WIRELESS ID SENSOR PRESTIGE |  |  | yes |  | 64.93 | 90.9 |  | C7189R1004 |  |  |  | Resideo | Glacier Supply
Installs | Thermostat | Resideo | [18 empty] | WIRELESS REMOTE |  |  | yes |  | 111.53 | 156.15 |  | C7189R2002-2 |  |  |  | Resideo | Glacier Supply
Installs | Thermostat | Resideo | [18 empty] | WIRELESS FOCUSPRO T-STAT KIT |  |  | yes |  | 357.06 | 499.89 |  | YTH6320R1001 |  |  |  | Resideo | Glacier Supply
Installs | Thermostat | Resideo | [18 empty] | WIRELESS VISION PRO SYSTEM |  |  | yes |  | 325.89 | 456.24 |  | YTH8321R1002 |  |  |  | Resideo | Glacier Supply
Installs | Thermostat | Resideo | [18 empty] | PRESTIGE IAQ T-STAT KIT |  |  | yes |  | 431.49 | 604.09 |  | YTHX9421R5085WW |  |  |  | Resideo | Glacier Supply
Installs | Water Heater | Rudd | [18 empty] | Rudd PROE50M2 |  |  | yes |  | 680.44 | 952.61 |  | PROE50M2 |  | y |  | Rudd | Glacier Supply
Installs | Water Heater | Rudd | [18 empty] | Rudd PROE50T2 |  |  | yes |  | 680.44 | 952.61 |  | PROE50T2 |  | y |  | Rudd | Glacier Supply
Installs | Water Heater | Rudd | [18 empty] | Rudd PROG40-30N |  |  | yes |  | 1467.5 | 2054.49 |  | PROG40-30N |  | y |  | Rudd | Glacier Supply
Installs | Water Heater | Rudd | [18 empty] | Rudd PROG40-34N |  |  | yes |  | 1226.3 | 1716.82 |  | PROG40-34N |  | y |  | Rudd | Glacier Supply
Installs | Water Heater | Rudd | [18 empty] | Rudd PROG48-60N |  |  | yes |  | 1222.49 | 1711.48 |  | PROG48-60N |  | y |  | Rudd | Glacier Supply
Installs | Water Heater | Rudd | [18 empty] | Rudd PROG50-38N |  |  | yes |  | 917.82 | 1284.95 |  | PROG50-38N |  | y |  | Rudd | Glacier Supply
Installs | Water Heater | Rudd | [18 empty] | Rudd PROG50-42N |  |  | yes |  | 1882.61 | 2635.66 |  | PROG50-42N |  | y |  | Rudd | Glacier Supply
Installs | Water Heater | Rudd | [18 empty] | Rudd PROG75-76N |  |  | yes |  | 1565.25 | 2191.35 |  | PROG75-76N |  | y |  | Rudd | Glacier Supply
Installs | Water Heater | Rudd | [18 empty] | Rudd PROH50-T2-RU310UM |  |  | yes |  | 2165.7 | 3031.98 |  | PROH50-T2-RU310UM |  | y |  | Rudd | Glacier Supply
Installs | Water Heater | Rudd | [18 empty] | Rudd RUTGH-90DVLN-2 |  |  | yes |  | 1403.59 | 1965.02 |  | RUTGH-90DVLN-2 |  | y |  | Rudd | Glacier Supply
Installs | Water Heater | Rudd | [18 empty] | Rudd RUTGH-95DVLN-2 |  |  | yes |  | 1574.77 | 2204.67 |  | RUTGH-95DVLN-2 |  | y |  | Rudd | Glacier Supply
Installs | Water Heater | Rudd | [18 empty] | Rudd RUTGH-95DVLP-2 |  |  | yes |  | 1574.77 | 2204.67 |  | RUTGH-95DVLP-2 |  | y |  | Rudd | Glacier Supply
Installs | Water Heater | Bosch | [18 empty] | Bosch Greentherm Tankless Water Heater — T9800 SE 199, 199k BTU |  |  | yes |  | 3208.49 | 4491.89 |  | T9800 SE 199 |  | y |  | Bosch | Glacier Supply
Installs | Water Heater | Bosch | [18 empty] | Bosch Greentherm Tankless Water Heater — T9900 SE 199, 199k BTU |  |  | yes |  | 3901.45 | 5462.03 |  | T9900 SE 199 |  | y |  | Bosch | Glacier Supply